## 詢議價資料
契約項目編號 | 契約項目名稱 | 單價
Y6N10C0001A0 | 接線2 mm2及以下 | 41.6
Y6N10C0001B0 | 接線2 mm2及以下 | 20.8
Y6N10C0001C0 | 接線2 mm2及以下 | 45.76
Y6N10C0001D0 | 接線2 mm2及以下 | 22.88
Y6N10C0001E0 | 接線2 mm2及以下 | 49.91
Y6N10C0001F0 | 接線2 mm2及以下 | 24.96
Y6N10C0001G0 | 接線2 mm2及以下 | 54.07
Y6N10C0001H0 | 接線2 mm2及以下 | 27.04
Y6N10C0002A0 | 接線 3.5~5.5 mm2 | 50.45
Y6N10C0002B0 | 接線 3.5~5.5 mm2 | 25.23
Y6N10C0002C0 | 接線 3.5~5.5 mm2 | 55.5
Y6N10C0002D0 | 接線 3.5~5.5 mm2 | 27.75
Y6N10C0002E0 | 接線 3.5~5.5 mm2 | 60.54
Y6N10C0002F0 | 接線 3.5~5.5 mm2 | 30.28
Y6N10C0002G0 | 接線 3.5~5.5 mm2 | 65.59
Y6N10C0002H0 | 接線 3.5~5.5 mm2 | 32.8
Y6N10C0003A0 | 接線 8~14 mm2 | 64.09
Y6N10C0003B0 | 接線 8~14 mm2 | 32.05
Y6N10C0003C0 | 接線 8~14 mm2 | 70.5
Y6N10C0003D0 | 接線 8~14 mm2 | 35.26
Y6N10C0003E0 | 接線 8~14 mm2 | 76.91
Y6N10C0003F0 | 接線 8~14 mm2 | 38.46
Y6N10C0003G0 | 接線 8~14 mm2 | 83.32
Y6N10C0003H0 | 接線 8~14 mm2 | 41.67
Y6N10C0004A0 | 接線 22 mm2 | 70.57
Y6N10C0004B0 | 接線 22 mm2 | 35.29
Y6N10C0004C0 | 接線 22 mm2 | 77.63
Y6N10C0004D0 | 接線 22 mm2 | 38.82
Y6N10C0004E0 | 接線 22 mm2 | 84.68
Y6N10C0004F0 | 接線 22 mm2 | 42.35
Y6N10C0004G0 | 接線 22 mm2 | 91.74
Y6N10C0004H0 | 接線 22 mm2 | 45.88
Y6N10C0005A0 | 接線 38~60 mm2 | 98.19
Y6N10C0005B0 | 接線 38~60 mm2 | 49.09
Y6N10C0005C0 | 接線 38~60 mm2 | 108.01
Y6N10C0005D0 | 接線 38~60 mm2 | 54
Y6N10C0005E0 | 接線 38~60 mm2 | 117.83
Y6N10C0005F0 | 接線 38~60 mm2 | 58.91
Y6N10C0005G0 | 接線 38~60 mm2 | 127.65
Y6N10C0005H0 | 接線 38~60 mm2 | 63.82
Y6N10C0006A0 | 接線 100~150 mm2 | 184.1
Y6N10C0006B0 | 接線 100~150 mm2 | 92.05
Y6N10C0006C0 | 接線 100~150 mm2 | 202.51
Y6N10C0006D0 | 接線 100~150 mm2 | 101.26
Y6N10C0006E0 | 接線 100~150 mm2 | 220.92
Y6N10C0006F0 | 接線 100~150 mm2 | 110.46
Y6N10C0006G0 | 接線 100~150 mm2 | 239.33
Y6N10C0006H0 | 接線 100~150 mm2 | 119.67
Y6N10C0007A0 | 接線 200~325 mm2 | 228.42
Y6N10C0007B0 | 接線 200~325 mm2 | 114.21
Y6N10C0007C0 | 接線 200~325 mm2 | 251.26
Y6N10C0007D0 | 接線 200~325 mm2 | 125.63
Y6N10C0007E0 | 接線 200~325 mm2 | 274.1
Y6N10C0007F0 | 接線 200~325 mm2 | 137.06
Y6N10C0007G0 | 接線 200~325 mm2 | 296.95
Y6N10C0007H0 | 接線 200~325 mm2 | 148.47
Y6N10C0008A0 | 接線 400~500 mm2 (含500mm2以上) | 347.74
Y6N10C0008B0 | 接線 400~500 mm2 (含500mm2以上) | 173.87
Y6N10C0008C0 | 接線 400~500 mm2 (含500mm2以上) | 382.52
Y6N10C0008D0 | 接線 400~500 mm2 (含500mm2以上) | 191.26
Y6N10C0008E0 | 接線 400~500 mm2 (含500mm2以上) | 417.3
Y6N10C0008F0 | 接線 400~500 mm2 (含500mm2以上) | 208.65
Y6N10C0008G0 | 接線 400~500 mm2 (含500mm2以上) | 452.06
Y6N10C0008H0 | 接線 400~500 mm2 (含500mm2以上) | 226.04
Y6N10C0009A0 | 高壓馬達接線包紮 5KV/8KV 1/C 50mm2 | 204.56
Y6N10C0009B0 | 高壓馬達接線包紮 5KV/8KV 1/C 50mm2 | 102.28
Y6N10C0009C0 | 高壓馬達接線包紮 5KV/8KV 1/C 50mm2 | 225.01
Y6N10C0009D0 | 高壓馬達接線包紮 5KV/8KV 1/C 50mm2 | 112.51
Y6N10C0009E0 | 高壓馬達接線包紮 5KV/8KV 1/C 50mm2 | 245.46
Y6N10C0009F0 | 高壓馬達接線包紮 5KV/8KV 1/C 50mm2 | 122.74
Y6N10C0009G0 | 高壓馬達接線包紮 5KV/8KV 1/C 50mm2 | 265.92
Y6N10C0009H0 | 高壓馬達接線包紮 5KV/8KV 1/C 50mm2 | 132.96
Y6N10C0010A0 | 高壓馬達接線包紮 5KV/8KV 1/C 120mm2 | 245.46
Y6N10C0010B0 | 高壓馬達接線包紮 5KV/8KV 1/C 120mm2 | 122.74
Y6N10C0010C0 | 高壓馬達接線包紮 5KV/8KV 1/C 120mm2 | 270.01
Y6N10C0010D0 | 高壓馬達接線包紮 5KV/8KV 1/C 120mm2 | 135.01
Y6N10C0010E0 | 高壓馬達接線包紮 5KV/8KV 1/C 120mm2 | 294.56
Y6N10C0010F0 | 高壓馬達接線包紮 5KV/8KV 1/C 120mm2 | 147.27
Y6N10C0010G0 | 高壓馬達接線包紮 5KV/8KV 1/C 120mm2 | 319.11
Y6N10C0010H0 | 高壓馬達接線包紮 5KV/8KV 1/C 120mm2 | 159.55
Y6N10C0011A0 | 高壓馬達接線包紮 5KV/8KV 1/C 240mm2 | 327.29
Y6N10C0011B0 | 高壓馬達接線包紮 5KV/8KV 1/C 240mm2 | 163.64
Y6N10C0011C0 | 高壓馬達接線包紮 5KV/8KV 1/C 240mm2 | 360.01
Y6N10C0011D0 | 高壓馬達接線包紮 5KV/8KV 1/C 240mm2 | 180.01
Y6N10C0011E0 | 高壓馬達接線包紮 5KV/8KV 1/C 240mm2 | 392.75
Y6N10C0011F0 | 高壓馬達接線包紮 5KV/8KV 1/C 240mm2 | 196.37
Y6N10C0011G0 | 高壓馬達接線包紮 5KV/8KV 1/C 240mm2 | 425.48
Y6N10C0011H0 | 高壓馬達接線包紮 5KV/8KV 1/C 240mm2 | 212.74
Y6N10C1001A0 | 中間接線2 mm2及以下 (含熱縮套管) | 83.18
Y6N10C1001C0 | 中間接線2 mm2及以下 (含熱縮套管) | 91.5
Y6N10C1001E0 | 中間接線2 mm2及以下 (含熱縮套管) | 99.82
Y6N10C1001G0 | 中間接線2 mm2及以下 (含熱縮套管) | 108.14
Y6N10C1002A0 | 中間接線 3.5~5.5 mm2 (含熱縮套管) | 100.91
Y6N10C1002C0 | 中間接線 3.5~5.5 mm2 (含熱縮套管) | 111.01
Y6N10C1002E0 | 中間接線 3.5~5.5 mm2 (含熱縮套管) | 121.1
Y6N10C1002G0 | 中間接線 3.5~5.5 mm2 (含熱縮套管) | 131.19
Y6N10C1003A0 | 中間接線 8~14 mm2 (含熱縮套管) | 128.19
Y6N10C1003C0 | 中間接線 8~14 mm2 (含熱縮套管) | 141.01
Y6N10C1003E0 | 中間接線 8~14 mm2 (含熱縮套管) | 153.82
Y6N10C1003G0 | 中間接線 8~14 mm2 (含熱縮套管) | 166.64
Y6N10C1004A0 | 中間接線 22 mm2 (含熱縮套管) | 141.15
Y6N10C1004C0 | 中間接線 22 mm2 (含熱縮套管) | 155.25
Y6N10C1004E0 | 中間接線 22 mm2 (含熱縮套管) | 169.37
Y6N10C1004G0 | 中間接線 22 mm2 (含熱縮套管) | 183.48
Y6N10C1005A0 | 中間接線 38~60 mm2 (含熱縮套管) | 196.37
Y6N10C1005C0 | 中間接線 38~60 mm2 (含熱縮套管) | 216.01
Y6N10C1005E0 | 中間接線 38~60 mm2 (含熱縮套管) | 235.65
Y6N10C1005G0 | 中間接線 38~60 mm2 (含熱縮套管) | 255.28
Y6N10C1006A0 | 中間接線 100~150 mm2 (含熱縮套管) | 368.2
Y6N10C1006C0 | 中間接線 100~150 mm2 (含熱縮套管) | 405.02
Y6N10C1006E0 | 中間接線 100~150 mm2 (含熱縮套管) | 441.83
Y6N10C1006G0 | 中間接線 100~150 mm2 (含熱縮套管) | 478.66
Y6N10C1007A0 | 中間接線 200~325 mm2 (含熱縮套管) | 456.84
Y6N10C1007C0 | 中間接線 200~325 mm2 (含熱縮套管) | 502.53
Y6N10C1007E0 | 中間接線 200~325 mm2 (含熱縮套管) | 548.2
Y6N10C1007G0 | 中間接線 200~325 mm2 (含熱縮套管) | 593.89
Y6N10C1008A0 | 中間接線 400~500 mm2 (含熱縮套管) | 695.49
Y6N10C1008C0 | 中間接線 400~500 mm2 (含熱縮套管) | 765.03
Y6N10C1008E0 | 中間接線 400~500 mm2 (含熱縮套管) | 834.58
Y6N10C1008G0 | 中間接線 400~500 mm2 (含熱縮套管) | 904.14
Y6N10C1009A0 | 高壓交連ＰＥ電纜末端處理及接線 (熱縮式或預鑄式) 5KV/8KV 50~120mm2*1C | 613.67
Y6N10C1009C0 | 高壓交連ＰＥ電纜末端處理及接線 (熱縮式或預鑄式) 5KV/8KV 50~120mm2*1C | 675.03
Y6N10C1009E0 | 高壓交連ＰＥ電纜末端處理及接線 (熱縮式或預鑄式) 5KV/8KV 50~120mm2*1C | 736.39
Y6N10C1009G0 | 高壓交連ＰＥ電纜末端處理及接線 (熱縮式或預鑄式) 5KV/8KV 50~120mm2*1C | 797.77
Y6N10C1010A0 | 高壓交連ＰＥ電纜末端處理及接線 (熱縮式或預鑄式) 5KV/8KV 240mm2*1C | 818.22
Y6N10C1010C0 | 高壓交連ＰＥ電纜末端處理及接線 (熱縮式或預鑄式) 5KV/8KV 240mm2*1C | 900.04
Y6N10C1010E0 | 高壓交連ＰＥ電纜末端處理及接線 (熱縮式或預鑄式) 5KV/8KV 240mm2*1C | 981.86
Y6N10C1010G0 | 高壓交連ＰＥ電纜末端處理及接線 (熱縮式或預鑄式) 5KV/8KV 240mm2*1C | 1063.69
Y6N10C1011A0 | 高壓交連ＰＥ電纜末端處理及接線 (熱縮式或預鑄式) 15KV 185~240mm2*1C | 818.22
Y6N10C1011C0 | 高壓交連ＰＥ電纜末端處理及接線 (熱縮式或預鑄式) 15KV 185~240mm2*1C | 900.04
Y6N10C1011E0 | 高壓交連ＰＥ電纜末端處理及接線 (熱縮式或預鑄式) 15KV 185~240mm2*1C | 981.86
Y6N10C1011G0 | 高壓交連ＰＥ電纜末端處理及接線 (熱縮式或預鑄式) 15KV 185~240mm2*1C | 1063.69
Y6N10C1012A0 | 高壓交連ＰＥ電纜末端處理及接線 (纏繞式或ＣＧＩＳ) 5KV/8KV 50~240mm2*1C | 1227.33
Y6N10C1012C0 | 高壓交連ＰＥ電纜末端處理及接線 (纏繞式或ＣＧＩＳ) 5KV/8KV 50~240mm2*1C | 1350.06
Y6N10C1012E0 | 高壓交連ＰＥ電纜末端處理及接線 (纏繞式或ＣＧＩＳ) 5KV/8KV 50~240mm2*1C | 1472.8
Y6N10C1012G0 | 高壓交連ＰＥ電纜末端處理及接線 (纏繞式或ＣＧＩＳ) 5KV/8KV 50~240mm2*1C | 1595.53
Y6N10C1013A0 | 高壓交連ＰＥ電纜末端處理及接線 (纏繞式或ＧＩＳ) 15KV 185~240mm2*1C | 1227.33
Y6N10C1013C0 | 高壓交連ＰＥ電纜末端處理及接線 (纏繞式或ＧＩＳ) 15KV 185~240mm2*1C | 1350.06
Y6N10C1013E0 | 高壓交連ＰＥ電纜末端處理及接線 (纏繞式或ＧＩＳ) 15KV 185~240mm2*1C | 1472.8
Y6N10C1013G0 | 高壓交連ＰＥ電纜末端處理及接線 (纏繞式或ＧＩＳ) 15KV 185~240mm2*1C | 1595.53
Y6N10C1014A0 | 高壓交連ＰＥ電纜末端處理及接線 (熱縮式或預鑄式） 36KV 185mm2*1C | 818.22
Y6N10C1014C0 | 高壓交連ＰＥ電纜末端處理及接線 (熱縮式或預鑄式） 36KV 185mm2*1C | 900.04
Y6N10C1014E0 | 高壓交連ＰＥ電纜末端處理及接線 (熱縮式或預鑄式） 36KV 185mm2*1C | 981.86
Y6N10C1014G0 | 高壓交連ＰＥ電纜末端處理及接線 (熱縮式或預鑄式） 36KV 185mm2*1C | 1063.69
Y6N10C1015A0 | 高壓交連ＰＥ電纜末端處理及接線（ＧＩＳ式） 36KV 185~400mm2*1C | 1431.88
Y6N10C1015C0 | 高壓交連ＰＥ電纜末端處理及接線（ＧＩＳ式） 36KV 185~400mm2*1C | 1575.08
Y6N10C1015E0 | 高壓交連ＰＥ電纜末端處理及接線（ＧＩＳ式） 36KV 185~400mm2*1C | 1718.26
Y6N10C1015G0 | 高壓交連ＰＥ電纜末端處理及接線（ＧＩＳ式） 36KV 185~400mm2*1C | 1861.45
Y6N10C1016A0 | 高壓交連ＰＥ電纜中間接續處理（熱縮式） 5KV/8KV 50~120mm2*1C | 1022.77
Y6N10C1016C0 | 高壓交連ＰＥ電纜中間接續處理（熱縮式） 5KV/8KV 50~120mm2*1C | 1125.05
Y6N10C1016E0 | 高壓交連ＰＥ電纜中間接續處理（熱縮式） 5KV/8KV 50~120mm2*1C | 1227.33
Y6N10C1016G0 | 高壓交連ＰＥ電纜中間接續處理（熱縮式） 5KV/8KV 50~120mm2*1C | 1329.6
Y6N10C1017A0 | 高壓交連ＰＥ電纜中間接續處理（熱縮式） 5KV/8KV 240mm2*1C | 1431.88
Y6N10C1017C0 | 高壓交連ＰＥ電纜中間接續處理（熱縮式） 5KV/8KV 240mm2*1C | 1575.08
Y6N10C1017E0 | 高壓交連ＰＥ電纜中間接續處理（熱縮式） 5KV/8KV 240mm2*1C | 1718.26
Y6N10C1017G0 | 高壓交連ＰＥ電纜中間接續處理（熱縮式） 5KV/8KV 240mm2*1C | 1861.45
Y6N10C1018A0 | 高壓交連ＰＥ電纜中間接續處理（熱縮式） 15KV 185~240mm2*1C | 1636.44
Y6N10C1018C0 | 高壓交連ＰＥ電纜中間接續處理（熱縮式） 15KV 185~240mm2*1C | 1800.09
Y6N10C1018E0 | 高壓交連ＰＥ電纜中間接續處理（熱縮式） 15KV 185~240mm2*1C | 1963.73
Y6N10C1018G0 | 高壓交連ＰＥ電纜中間接續處理（熱縮式） 15KV 185~240mm2*1C | 2127.37
Y6N10C1019A0 | 高壓交連ＰＥ電纜中間接續處理（熱縮式） 36KV 185~400mm2*1C | 1840.99
Y6N10C1019C0 | 高壓交連ＰＥ電纜中間接續處理（熱縮式） 36KV 185~400mm2*1C | 2025.09
Y6N10C1019E0 | 高壓交連ＰＥ電纜中間接續處理（熱縮式） 36KV 185~400mm2*1C | 2209.19
Y6N10C1019G0 | 高壓交連ＰＥ電纜中間接續處理（熱縮式） 36KV 185~400mm2*1C | 2393.29
Y6N10C1020A0 | 地線火藥熔接(不分尺寸) | 272.74
Y6N10C1020C0 | 地線火藥熔接(不分尺寸) | 300.01
Y6N10C1020E0 | 地線火藥熔接(不分尺寸) | 327.29
Y6N10C1020G0 | 地線火藥熔接(不分尺寸) | 354.56
Y6N10C1021A0 | 銲錫處理 2mm2及以下 | 67.5
Y6N10C1021C0 | 銲錫處理 2mm2及以下 | 74.25
Y6N10C1021E0 | 銲錫處理 2mm2及以下 | 81
Y6N10C1021G0 | 銲錫處理 2mm2及以下 | 87.75
Y6N10C1022A0 | 銲錫處理 3.5mm2 | 83.18
Y6N10C1022C0 | 銲錫處理 3.5mm2 | 91.5
Y6N10C1022E0 | 銲錫處理 3.5mm2 | 99.82
Y6N10C1022G0 | 銲錫處理 3.5mm2 | 108.14
Y6N10C1023A0 | 銲錫處理 5.5mm2 | 90
Y6N10C1023C0 | 銲錫處理 5.5mm2 | 99
Y6N10C1023E0 | 銲錫處理 5.5mm2 | 108.01
Y6N10C1023G0 | 銲錫處理 5.5mm2 | 117.01
Y6N10C1024A0 | 銲錫處理 8 mm2 | 93.41
Y6N10C1024C0 | 銲錫處理 8 mm2 | 102.76
Y6N10C1024E0 | 銲錫處理 8 mm2 | 112.1
Y6N10C1024G0 | 銲錫處理 8 mm2 | 121.44
Y6N10C1025A0 | 銲錫處理 14 mm2 | 101.94
Y6N10C1025C0 | 銲錫處理 14 mm2 | 112.13
Y6N10C1025E0 | 銲錫處理 14 mm2 | 122.33
Y6N10C1025G0 | 銲錫處理 14 mm2 | 132.52
Y6N10C2001A0 | 電腦線CAT5(e) 4P 24AWG接頭處理(含查線及導通測試) | 121.03
Y6N10C2002A0 | 電腦線CAT6 4P 24AWG接頭處理(兩件式或三件式) | 103.98
Y6N10C2003A0 | 電腦線CAT6網路測試(4P=1SET,含報表) | 311.95
Y6N10C2004A0 | 光纖接續、測試及收容整理(含熱縮套管) | 619.46
Y6N10C2005A0 | 光纖研磨(含ST接頭) | 751.05
Y6N10C2006A0 | 熱縮套管(BUS BAR 與 絕緣礙子 ) | 102.28
Y6N10C2007A0 | 同軸電纜接頭處理（含查線及測試） | 62.39
Y6N10C2008A0 | Hipot Test | 1284.22
Y6N10C3001A0 | 電線 2.0mm*1C | 11.25
Y6N10C3001B0 | 電線 2.0mm*1C | 5.63
Y6N10C3001C0 | 電線 2.0mm*1C | 12.38
Y6N10C3001D0 | 電線 2.0mm*1C | 6.19
Y6N10C3001E0 | 電線 2.0mm*1C | 13.5
Y6N10C3001F0 | 電線 2.0mm*1C | 6.75
Y6N10C3001G0 | 電線 2.0mm*1C | 14.63
Y6N10C3001H0 | 電線 2.0mm*1C | 7.31
Y6N10C3002A0 | 電力電纜 2mm2 *2C | 13.64
Y6N10C3002B0 | 電力電纜 2mm2 *2C | 6.82
Y6N10C3002C0 | 電力電纜 2mm2 *2C | 15
Y6N10C3002D0 | 電力電纜 2mm2 *2C | 7.5
Y6N10C3002E0 | 電力電纜 2mm2 *2C | 16.37
Y6N10C3002F0 | 電力電纜 2mm2 *2C | 8.18
Y6N10C3002G0 | 電力電纜 2mm2 *2C | 17.73
Y6N10C3002H0 | 電力電纜 2mm2 *2C | 8.86
Y6N10C3003A0 | 電力電纜 3.5mm2 *2C (含扁平線 2mm以下 *2C) | 13.64
Y6N10C3003B0 | 電力電纜 3.5mm2 *2C (含扁平線 2mm以下 *2C) | 6.82
Y6N10C3003C0 | 電力電纜 3.5mm2 *2C (含扁平線 2mm以下 *2C) | 15
Y6N10C3003D0 | 電力電纜 3.5mm2 *2C (含扁平線 2mm以下 *2C) | 7.5
Y6N10C3003E0 | 電力電纜 3.5mm2 *2C (含扁平線 2mm以下 *2C) | 16.37
Y6N10C3003F0 | 電力電纜 3.5mm2 *2C (含扁平線 2mm以下 *2C) | 8.18
Y6N10C3003G0 | 電力電纜 3.5mm2 *2C (含扁平線 2mm以下 *2C) | 17.73
Y6N10C3003H0 | 電力電纜 3.5mm2 *2C (含扁平線 2mm以下 *2C) | 8.86
Y6N10C3004A0 | 電力電纜 5.5mm2 *2C | 17.05
Y6N10C3004B0 | 電力電纜 5.5mm2 *2C | 8.52
Y6N10C3004C0 | 電力電纜 5.5mm2 *2C | 18.75
Y6N10C3004D0 | 電力電纜 5.5mm2 *2C | 9.38
Y6N10C3004E0 | 電力電纜 5.5mm2 *2C | 20.46
Y6N10C3004F0 | 電力電纜 5.5mm2 *2C | 10.23
Y6N10C3004G0 | 電力電纜 5.5mm2 *2C | 22.16
Y6N10C3004H0 | 電力電纜 5.5mm2 *2C | 11.08
Y6N10C3005A0 | 電力電纜 8mm2 *2C | 20.46
Y6N10C3005B0 | 電力電纜 8mm2 *2C | 10.23
Y6N10C3005C0 | 電力電纜 8mm2 *2C | 22.5
Y6N10C3005D0 | 電力電纜 8mm2 *2C | 11.25
Y6N10C3005E0 | 電力電纜 8mm2 *2C | 24.55
Y6N10C3005F0 | 電力電纜 8mm2 *2C | 12.27
Y6N10C3005G0 | 電力電纜 8mm2 *2C | 26.59
Y6N10C3005H0 | 電力電纜 8mm2 *2C | 13.3
Y6N10C3006A0 | 電力電纜 14mm2 *2C | 27.28
Y6N10C3006B0 | 電力電纜 14mm2 *2C | 13.64
Y6N10C3006C0 | 電力電纜 14mm2 *2C | 30
Y6N10C3006D0 | 電力電纜 14mm2 *2C | 15
Y6N10C3006E0 | 電力電纜 14mm2 *2C | 32.73
Y6N10C3006F0 | 電力電纜 14mm2 *2C | 16.37
Y6N10C3006G0 | 電力電纜 14mm2 *2C | 35.46
Y6N10C3006H0 | 電力電纜 14mm2 *2C | 17.73
Y6N10C3007A0 | 電力電纜 22mm2 *2C | 34.1
Y6N10C3007B0 | 電力電纜 22mm2 *2C | 17.05
Y6N10C3007C0 | 電力電纜 22mm2 *2C | 37.51
Y6N10C3007D0 | 電力電纜 22mm2 *2C | 18.75
Y6N10C3007E0 | 電力電纜 22mm2 *2C | 40.92
Y6N10C3007F0 | 電力電纜 22mm2 *2C | 20.46
Y6N10C3007G0 | 電力電纜 22mm2 *2C | 44.32
Y6N10C3007H0 | 電力電纜 22mm2 *2C | 22.16
Y6N10C3008A0 | 電力(遮蔽)電纜 2mm2 *3C | 13.64
Y6N10C3008B0 | 電力(遮蔽)電纜 2mm2 *3C | 6.82
Y6N10C3008C0 | 電力(遮蔽)電纜 2mm2 *3C | 15
Y6N10C3008D0 | 電力(遮蔽)電纜 2mm2 *3C | 7.5
Y6N10C3008E0 | 電力(遮蔽)電纜 2mm2 *3C | 16.37
Y6N10C3008F0 | 電力(遮蔽)電纜 2mm2 *3C | 8.18
Y6N10C3008G0 | 電力(遮蔽)電纜 2mm2 *3C | 17.73
Y6N10C3008H0 | 電力(遮蔽)電纜 2mm2 *3C | 8.86
Y6N10C3009A0 | 電力(遮蔽)電纜 3.5mm2 *3C | 17.05
Y6N10C3009B0 | 電力(遮蔽)電纜 3.5mm2 *3C | 8.52
Y6N10C3009C0 | 電力(遮蔽)電纜 3.5mm2 *3C | 18.75
Y6N10C3009D0 | 電力(遮蔽)電纜 3.5mm2 *3C | 9.38
Y6N10C3009E0 | 電力(遮蔽)電纜 3.5mm2 *3C | 20.46
Y6N10C3009F0 | 電力(遮蔽)電纜 3.5mm2 *3C | 10.23
Y6N10C3009G0 | 電力(遮蔽)電纜 3.5mm2 *3C | 22.16
Y6N10C3009H0 | 電力(遮蔽)電纜 3.5mm2 *3C | 11.08
Y6N10C3010A0 | 電力(遮蔽)電纜 5.5mm2 *3C | 20.46
Y6N10C3010B0 | 電力(遮蔽)電纜 5.5mm2 *3C | 10.23
Y6N10C3010C0 | 電力(遮蔽)電纜 5.5mm2 *3C | 22.5
Y6N10C3010D0 | 電力(遮蔽)電纜 5.5mm2 *3C | 11.25
Y6N10C3010E0 | 電力(遮蔽)電纜 5.5mm2 *3C | 24.55
Y6N10C3010F0 | 電力(遮蔽)電纜 5.5mm2 *3C | 12.27
Y6N10C3010G0 | 電力(遮蔽)電纜 5.5mm2 *3C | 26.59
Y6N10C3010H0 | 電力(遮蔽)電纜 5.5mm2 *3C | 13.3
Y6N10C3011A0 | 電力(遮蔽)電纜 8mm2 *3C | 23.87
Y6N10C3011B0 | 電力(遮蔽)電纜 8mm2 *3C | 11.93
Y6N10C3011C0 | 電力(遮蔽)電纜 8mm2 *3C | 26.25
Y6N10C3011D0 | 電力(遮蔽)電纜 8mm2 *3C | 13.13
Y6N10C3011E0 | 電力(遮蔽)電纜 8mm2 *3C | 28.64
Y6N10C3011F0 | 電力(遮蔽)電纜 8mm2 *3C | 14.32
Y6N10C3011G0 | 電力(遮蔽)電纜 8mm2 *3C | 31.03
Y6N10C3011H0 | 電力(遮蔽)電纜 8mm2 *3C | 15.51
Y6N10C3012A0 | 電力(遮蔽)電纜 14mm2 *3C | 30.69
Y6N10C3012B0 | 電力(遮蔽)電纜 14mm2 *3C | 15.34
Y6N10C3012C0 | 電力(遮蔽)電纜 14mm2 *3C | 33.76
Y6N10C3012D0 | 電力(遮蔽)電纜 14mm2 *3C | 16.88
Y6N10C3012E0 | 電力(遮蔽)電纜 14mm2 *3C | 36.82
Y6N10C3012F0 | 電力(遮蔽)電纜 14mm2 *3C | 18.41
Y6N10C3012G0 | 電力(遮蔽)電纜 14mm2 *3C | 39.89
Y6N10C3012H0 | 電力(遮蔽)電纜 14mm2 *3C | 19.95
Y6N10C3013A0 | 電力(遮蔽)電纜 22mm2 *3C | 40.92
Y6N10C3013B0 | 電力(遮蔽)電纜 22mm2 *3C | 20.46
Y6N10C3013C0 | 電力(遮蔽)電纜 22mm2 *3C | 45.01
Y6N10C3013D0 | 電力(遮蔽)電纜 22mm2 *3C | 22.5
Y6N10C3013E0 | 電力(遮蔽)電纜 22mm2 *3C | 49.09
Y6N10C3013F0 | 電力(遮蔽)電纜 22mm2 *3C | 24.55
Y6N10C3013G0 | 電力(遮蔽)電纜 22mm2 *3C | 53.18
Y6N10C3013H0 | 電力(遮蔽)電纜 22mm2 *3C | 26.59
Y6N10C3014A0 | 電力(遮蔽)電纜 3.5mm2 *4C (含5C) | 20.46
Y6N10C3014B0 | 電力(遮蔽)電纜 3.5mm2 *4C (含5C) | 10.23
Y6N10C3014C0 | 電力(遮蔽)電纜 3.5mm2 *4C (含5C) | 22.5
Y6N10C3014D0 | 電力(遮蔽)電纜 3.5mm2 *4C (含5C) | 11.25
Y6N10C3014E0 | 電力(遮蔽)電纜 3.5mm2 *4C (含5C) | 24.55
Y6N10C3014F0 | 電力(遮蔽)電纜 3.5mm2 *4C (含5C) | 12.27
Y6N10C3014G0 | 電力(遮蔽)電纜 3.5mm2 *4C (含5C) | 26.59
Y6N10C3014H0 | 電力(遮蔽)電纜 3.5mm2 *4C (含5C) | 13.3
Y6N10C3015A0 | 電力(遮蔽)電纜 5.5mm2 *4C (含5C) | 23.87
Y6N10C3015B0 | 電力(遮蔽)電纜 5.5mm2 *4C (含5C) | 11.93
Y6N10C3015C0 | 電力(遮蔽)電纜 5.5mm2 *4C (含5C) | 26.25
Y6N10C3015D0 | 電力(遮蔽)電纜 5.5mm2 *4C (含5C) | 13.13
Y6N10C3015E0 | 電力(遮蔽)電纜 5.5mm2 *4C (含5C) | 28.64
Y6N10C3015F0 | 電力(遮蔽)電纜 5.5mm2 *4C (含5C) | 14.32
Y6N10C3015G0 | 電力(遮蔽)電纜 5.5mm2 *4C (含5C) | 31.03
Y6N10C3015H0 | 電力(遮蔽)電纜 5.5mm2 *4C (含5C) | 15.51
Y6N10C3016A0 | 電力(遮蔽)電纜 8mm2 *4C | 30.69
Y6N10C3016B0 | 電力(遮蔽)電纜 8mm2 *4C | 15.34
Y6N10C3016C0 | 電力(遮蔽)電纜 8mm2 *4C | 33.76
Y6N10C3016D0 | 電力(遮蔽)電纜 8mm2 *4C | 16.88
Y6N10C3016E0 | 電力(遮蔽)電纜 8mm2 *4C | 36.82
Y6N10C3016F0 | 電力(遮蔽)電纜 8mm2 *4C | 18.41
Y6N10C3016G0 | 電力(遮蔽)電纜 8mm2 *4C | 39.89
Y6N10C3016H0 | 電力(遮蔽)電纜 8mm2 *4C | 19.95
Y6N10C3017A0 | 電力(遮蔽)電纜 14mm2 *4C | 40.92
Y6N10C3017B0 | 電力(遮蔽)電纜 14mm2 *4C | 20.46
Y6N10C3017C0 | 電力(遮蔽)電纜 14mm2 *4C | 45.01
Y6N10C3017D0 | 電力(遮蔽)電纜 14mm2 *4C | 22.5
Y6N10C3017E0 | 電力(遮蔽)電纜 14mm2 *4C | 49.09
Y6N10C3017F0 | 電力(遮蔽)電纜 14mm2 *4C | 24.55
Y6N10C3017G0 | 電力(遮蔽)電纜 14mm2 *4C | 53.18
Y6N10C3017H0 | 電力(遮蔽)電纜 14mm2 *4C | 26.59
Y6N10C3018A0 | 電力(遮蔽)電纜 22mm2 *4C | 61.36
Y6N10C3018B0 | 電力(遮蔽)電纜 22mm2 *4C | 30.69
Y6N10C3018C0 | 電力(遮蔽)電纜 22mm2 *4C | 67.5
Y6N10C3018D0 | 電力(遮蔽)電纜 22mm2 *4C | 33.76
Y6N10C3018E0 | 電力(遮蔽)電纜 22mm2 *4C | 73.64
Y6N10C3018F0 | 電力(遮蔽)電纜 22mm2 *4C | 36.82
Y6N10C3018G0 | 電力(遮蔽)電纜 22mm2 *4C | 79.77
Y6N10C3018H0 | 電力(遮蔽)電纜 22mm2 *4C | 39.89
Y6N10C3019A0 | 電力電纜 2mm2 *1C (含2mm2以下) | 11.25
Y6N10C3019B0 | 電力電纜 2mm2 *1C (含2mm2以下) | 5.63
Y6N10C3019C0 | 電力電纜 2mm2 *1C (含2mm2以下) | 12.38
Y6N10C3019D0 | 電力電纜 2mm2 *1C (含2mm2以下) | 6.19
Y6N10C3019E0 | 電力電纜 2mm2 *1C (含2mm2以下) | 13.5
Y6N10C3019F0 | 電力電纜 2mm2 *1C (含2mm2以下) | 6.75
Y6N10C3019G0 | 電力電纜 2mm2 *1C (含2mm2以下) | 14.63
Y6N10C3019H0 | 電力電纜 2mm2 *1C (含2mm2以下) | 7.31
Y6N10C3020A0 | 電力電纜 3.5mm2 *1C | 11.25
Y6N10C3020B0 | 電力電纜 3.5mm2 *1C | 5.63
Y6N10C3020C0 | 電力電纜 3.5mm2 *1C | 12.38
Y6N10C3020D0 | 電力電纜 3.5mm2 *1C | 6.19
Y6N10C3020E0 | 電力電纜 3.5mm2 *1C | 13.5
Y6N10C3020F0 | 電力電纜 3.5mm2 *1C | 6.75
Y6N10C3020G0 | 電力電纜 3.5mm2 *1C | 14.63
Y6N10C3020H0 | 電力電纜 3.5mm2 *1C | 7.31
Y6N10C3021A0 | 電力電纜 5.5mm2 *1C | 11.25
Y6N10C3021B0 | 電力電纜 5.5mm2 *1C | 5.63
Y6N10C3021C0 | 電力電纜 5.5mm2 *1C | 12.38
Y6N10C3021D0 | 電力電纜 5.5mm2 *1C | 6.19
Y6N10C3021E0 | 電力電纜 5.5mm2 *1C | 13.5
Y6N10C3021F0 | 電力電纜 5.5mm2 *1C | 6.75
Y6N10C3021G0 | 電力電纜 5.5mm2 *1C | 14.63
Y6N10C3021H0 | 電力電纜 5.5mm2 *1C | 7.31
Y6N10C3022A0 | 電力電纜 8mm2 *1C | 14.66
Y6N10C3022B0 | 電力電纜 8mm2 *1C | 7.33
Y6N10C3022C0 | 電力電纜 8mm2 *1C | 16.13
Y6N10C3022D0 | 電力電纜 8mm2 *1C | 8.06
Y6N10C3022E0 | 電力電纜 8mm2 *1C | 17.59
Y6N10C3022F0 | 電力電纜 8mm2 *1C | 8.8
Y6N10C3022G0 | 電力電纜 8mm2 *1C | 19.06
Y6N10C3022H0 | 電力電纜 8mm2 *1C | 9.53
Y6N10C3023A0 | 電力電纜 14mm2 *1C | 14.66
Y6N10C3023B0 | 電力電纜 14mm2 *1C | 7.33
Y6N10C3023C0 | 電力電纜 14mm2 *1C | 16.13
Y6N10C3023D0 | 電力電纜 14mm2 *1C | 8.06
Y6N10C3023E0 | 電力電纜 14mm2 *1C | 17.59
Y6N10C3023F0 | 電力電纜 14mm2 *1C | 8.8
Y6N10C3023G0 | 電力電纜 14mm2 *1C | 19.06
Y6N10C3023H0 | 電力電纜 14mm2 *1C | 9.53
Y6N10C3024A0 | 電力電纜 22mm2 *1C | 18.75
Y6N10C3024B0 | 電力電纜 22mm2 *1C | 9.38
Y6N10C3024C0 | 電力電纜 22mm2 *1C | 20.63
Y6N10C3024D0 | 電力電纜 22mm2 *1C | 10.31
Y6N10C3024E0 | 電力電纜 22mm2 *1C | 22.5
Y6N10C3024F0 | 電力電纜 22mm2 *1C | 11.25
Y6N10C3024G0 | 電力電纜 22mm2 *1C | 24.38
Y6N10C3024H0 | 電力電纜 22mm2 *1C | 12.19
Y6N10C3025A0 | 電力電纜 38mm2 *1C (含38mm2~50mm2) | 20.46
Y6N10C3025B0 | 電力電纜 38mm2 *1C (含38mm2~50mm2) | 10.23
Y6N10C3025C0 | 電力電纜 38mm2 *1C (含38mm2~50mm2) | 22.5
Y6N10C3025D0 | 電力電纜 38mm2 *1C (含38mm2~50mm2) | 11.25
Y6N10C3025E0 | 電力電纜 38mm2 *1C (含38mm2~50mm2) | 24.55
Y6N10C3025F0 | 電力電纜 38mm2 *1C (含38mm2~50mm2) | 12.27
Y6N10C3025G0 | 電力電纜 38mm2 *1C (含38mm2~50mm2) | 26.59
Y6N10C3025H0 | 電力電纜 38mm2 *1C (含38mm2~50mm2) | 13.3
Y6N10C3026A0 | 電力電纜 60mm2 *1C (含60mm2~80mm2) | 27.28
Y6N10C3026B0 | 電力電纜 60mm2 *1C (含60mm2~80mm2) | 13.64
Y6N10C3026C0 | 電力電纜 60mm2 *1C (含60mm2~80mm2) | 30
Y6N10C3026D0 | 電力電纜 60mm2 *1C (含60mm2~80mm2) | 15
Y6N10C3026E0 | 電力電纜 60mm2 *1C (含60mm2~80mm2) | 32.73
Y6N10C3026F0 | 電力電纜 60mm2 *1C (含60mm2~80mm2) | 16.37
Y6N10C3026G0 | 電力電纜 60mm2 *1C (含60mm2~80mm2) | 35.46
Y6N10C3026H0 | 電力電纜 60mm2 *1C (含60mm2~80mm2) | 17.73
Y6N10C3027A0 | 電力電纜 100mm2 *1C (含100mm2~125mm2) | 40.92
Y6N10C3027B0 | 電力電纜 100mm2 *1C (含100mm2~125mm2) | 20.46
Y6N10C3027C0 | 電力電纜 100mm2 *1C (含100mm2~125mm2) | 45.01
Y6N10C3027D0 | 電力電纜 100mm2 *1C (含100mm2~125mm2) | 22.5
Y6N10C3027E0 | 電力電纜 100mm2 *1C (含100mm2~125mm2) | 49.09
Y6N10C3027F0 | 電力電纜 100mm2 *1C (含100mm2~125mm2) | 24.55
Y6N10C3027G0 | 電力電纜 100mm2 *1C (含100mm2~125mm2) | 53.18
Y6N10C3027H0 | 電力電纜 100mm2 *1C (含100mm2~125mm2) | 26.59
Y6N10C3028A0 | 電力電纜 150mm2 *1C | 61.36
Y6N10C3028B0 | 電力電纜 150mm2 *1C | 30.69
Y6N10C3028C0 | 電力電纜 150mm2 *1C | 67.5
Y6N10C3028D0 | 電力電纜 150mm2 *1C | 33.76
Y6N10C3028E0 | 電力電纜 150mm2 *1C | 73.64
Y6N10C3028F0 | 電力電纜 150mm2 *1C | 36.82
Y6N10C3028G0 | 電力電纜 150mm2 *1C | 79.77
Y6N10C3028H0 | 電力電纜 150mm2 *1C | 39.89
Y6N10C3029A0 | 電力電纜 200mm2 *1C | 75
Y6N10C3029B0 | 電力電纜 200mm2 *1C | 37.51
Y6N10C3029C0 | 電力電纜 200mm2 *1C | 82.5
Y6N10C3029D0 | 電力電纜 200mm2 *1C | 41.26
Y6N10C3029E0 | 電力電纜 200mm2 *1C | 90
Y6N10C3029F0 | 電力電纜 200mm2 *1C | 45.01
Y6N10C3029G0 | 電力電纜 200mm2 *1C | 97.5
Y6N10C3029H0 | 電力電纜 200mm2 *1C | 48.75
Y6N10C3030A0 | 電力電纜 250mm2 *1C | 92.05
Y6N10C3030B0 | 電力電纜 250mm2 *1C | 46.03
Y6N10C3030C0 | 電力電纜 250mm2 *1C | 101.26
Y6N10C3030D0 | 電力電纜 250mm2 *1C | 50.62
Y6N10C3030E0 | 電力電纜 250mm2 *1C | 110.46
Y6N10C3030F0 | 電力電纜 250mm2 *1C | 55.23
Y6N10C3030G0 | 電力電纜 250mm2 *1C | 119.67
Y6N10C3030H0 | 電力電纜 250mm2 *1C | 59.83
Y6N10C3031A0 | 電力電纜 300mm2 *1C (含300mm2~325mm2) | 115.92
Y6N10C3031B0 | 電力電纜 300mm2 *1C (含300mm2~325mm2) | 57.95
Y6N10C3031C0 | 電力電纜 300mm2 *1C (含300mm2~325mm2) | 127.51
Y6N10C3031D0 | 電力電纜 300mm2 *1C (含300mm2~325mm2) | 63.75
Y6N10C3031E0 | 電力電纜 300mm2 *1C (含300mm2~325mm2) | 139.1
Y6N10C3031F0 | 電力電纜 300mm2 *1C (含300mm2~325mm2) | 69.55
Y6N10C3031G0 | 電力電纜 300mm2 *1C (含300mm2~325mm2) | 150.68
Y6N10C3031H0 | 電力電纜 300mm2 *1C (含300mm2~325mm2) | 75.34
Y6N10C3032A0 | 電力電纜 400mm2 *1C (含350mm2~400mm2) | 143.19
Y6N10C3032B0 | 電力電纜 400mm2 *1C (含350mm2~400mm2) | 71.59
Y6N10C3032C0 | 電力電纜 400mm2 *1C (含350mm2~400mm2) | 157.5
Y6N10C3032D0 | 電力電纜 400mm2 *1C (含350mm2~400mm2) | 78.75
Y6N10C3032E0 | 電力電纜 400mm2 *1C (含350mm2~400mm2) | 171.82
Y6N10C3032F0 | 電力電纜 400mm2 *1C (含350mm2~400mm2) | 85.91
Y6N10C3032G0 | 電力電纜 400mm2 *1C (含350mm2~400mm2) | 186.14
Y6N10C3032H0 | 電力電纜 400mm2 *1C (含350mm2~400mm2) | 93.07
Y6N10C3033A0 | 電力電纜 500mm2 *1C (含500mm2 以上) | 177.28
Y6N10C3033B0 | 電力電纜 500mm2 *1C (含500mm2 以上) | 88.64
Y6N10C3033C0 | 電力電纜 500mm2 *1C (含500mm2 以上) | 195.01
Y6N10C3033D0 | 電力電纜 500mm2 *1C (含500mm2 以上) | 97.5
Y6N10C3033E0 | 電力電纜 500mm2 *1C (含500mm2 以上) | 212.74
Y6N10C3033F0 | 電力電纜 500mm2 *1C (含500mm2 以上) | 106.37
Y6N10C3033G0 | 電力電纜 500mm2 *1C (含500mm2 以上) | 230.47
Y6N10C3033H0 | 電力電纜 500mm2 *1C (含500mm2 以上) | 115.23
Y6N10C3034A0 | ３８ｍｍ２以上多芯高、低壓電力（遮蔽）電纜直徑39mm及以下 | 91.71
Y6N10C3034B0 | ３８ｍｍ２以上多芯高、低壓電力（遮蔽）電纜直徑39mm及以下 | 45.86
Y6N10C3034C0 | ３８ｍｍ２以上多芯高、低壓電力（遮蔽）電纜直徑39mm及以下 | 100.88
Y6N10C3034D0 | ３８ｍｍ２以上多芯高、低壓電力（遮蔽）電纜直徑39mm及以下 | 50.44
Y6N10C3034E0 | ３８ｍｍ２以上多芯高、低壓電力（遮蔽）電纜直徑39mm及以下 | 110.05
Y6N10C3034F0 | ３８ｍｍ２以上多芯高、低壓電力（遮蔽）電纜直徑39mm及以下 | 55.02
Y6N10C3034G0 | ３８ｍｍ２以上多芯高、低壓電力（遮蔽）電纜直徑39mm及以下 | 119.22
Y6N10C3034H0 | ３８ｍｍ２以上多芯高、低壓電力（遮蔽）電纜直徑39mm及以下 | 59.61
Y6N10C3035A0 | ３８ｍｍ２以上多芯高、低壓電力（遮蔽）電纜直徑39.1mm～ 46mm | 136.71
Y6N10C3035B0 | ３８ｍｍ２以上多芯高、低壓電力（遮蔽）電纜直徑39.1mm～ 46mm | 68.35
Y6N10C3035C0 | ３８ｍｍ２以上多芯高、低壓電力（遮蔽）電纜直徑39.1mm～ 46mm | 150.38
Y6N10C3035D0 | ３８ｍｍ２以上多芯高、低壓電力（遮蔽）電纜直徑39.1mm～ 46mm | 75.19
Y6N10C3035E0 | ３８ｍｍ２以上多芯高、低壓電力（遮蔽）電纜直徑39.1mm～ 46mm | 164.05
Y6N10C3035F0 | ３８ｍｍ２以上多芯高、低壓電力（遮蔽）電纜直徑39.1mm～ 46mm | 82.02
Y6N10C3035G0 | ３８ｍｍ２以上多芯高、低壓電力（遮蔽）電纜直徑39.1mm～ 46mm | 177.72
Y6N10C3035H0 | ３８ｍｍ２以上多芯高、低壓電力（遮蔽）電纜直徑39.1mm～ 46mm | 88.86
Y6N10C3036A0 | ３８ｍｍ２以上多芯高、低壓電力（遮蔽）電纜直徑46.1mm～ 50mm | 205.92
Y6N10C3036B0 | ３８ｍｍ２以上多芯高、低壓電力（遮蔽）電纜直徑46.1mm～ 50mm | 102.96
Y6N10C3036C0 | ３８ｍｍ２以上多芯高、低壓電力（遮蔽）電纜直徑46.1mm～ 50mm | 226.51
Y6N10C3036D0 | ３８ｍｍ２以上多芯高、低壓電力（遮蔽）電纜直徑46.1mm～ 50mm | 113.26
Y6N10C3036E0 | ３８ｍｍ２以上多芯高、低壓電力（遮蔽）電纜直徑46.1mm～ 50mm | 247.1
Y6N10C3036F0 | ３８ｍｍ２以上多芯高、低壓電力（遮蔽）電纜直徑46.1mm～ 50mm | 123.55
Y6N10C3036G0 | ３８ｍｍ２以上多芯高、低壓電力（遮蔽）電纜直徑46.1mm～ 50mm | 267.69
Y6N10C3036H0 | ３８ｍｍ２以上多芯高、低壓電力（遮蔽）電纜直徑46.1mm～ 50mm | 133.85
Y6N10C3037A0 | ３８ｍｍ２以上多芯高、低壓電力（遮蔽）電纜直徑50.1mm~55mm | 250.92
Y6N10C3037B0 | ３８ｍｍ２以上多芯高、低壓電力（遮蔽）電纜直徑50.1mm~55mm | 125.46
Y6N10C3037C0 | ３８ｍｍ２以上多芯高、低壓電力（遮蔽）電纜直徑50.1mm~55mm | 276.01
Y6N10C3037D0 | ３８ｍｍ２以上多芯高、低壓電力（遮蔽）電纜直徑50.1mm~55mm | 138.01
Y6N10C3037E0 | ３８ｍｍ２以上多芯高、低壓電力（遮蔽）電纜直徑50.1mm~55mm | 301.11
Y6N10C3037F0 | ３８ｍｍ２以上多芯高、低壓電力（遮蔽）電纜直徑50.1mm~55mm | 150.55
Y6N10C3037G0 | ３８ｍｍ２以上多芯高、低壓電力（遮蔽）電纜直徑50.1mm~55mm | 326.2
Y6N10C3037H0 | ３８ｍｍ２以上多芯高、低壓電力（遮蔽）電纜直徑50.1mm~55mm | 163.1
Y6N10C3038A0 | ３８ｍｍ２以上多芯高、低壓電力（遮蔽）電纜直徑55.1mm及以上 | 308.2
Y6N10C3038B0 | ３８ｍｍ２以上多芯高、低壓電力（遮蔽）電纜直徑55.1mm及以上 | 154.09
Y6N10C3038C0 | ３８ｍｍ２以上多芯高、低壓電力（遮蔽）電纜直徑55.1mm及以上 | 339.02
Y6N10C3038D0 | ３８ｍｍ２以上多芯高、低壓電力（遮蔽）電纜直徑55.1mm及以上 | 169.51
Y6N10C3038E0 | ３８ｍｍ２以上多芯高、低壓電力（遮蔽）電纜直徑55.1mm及以上 | 369.83
Y6N10C3038F0 | ３８ｍｍ２以上多芯高、低壓電力（遮蔽）電纜直徑55.1mm及以上 | 184.92
Y6N10C3038G0 | ３８ｍｍ２以上多芯高、低壓電力（遮蔽）電纜直徑55.1mm及以上 | 400.66
Y6N10C3038H0 | ３８ｍｍ２以上多芯高、低壓電力（遮蔽）電纜直徑55.1mm及以上 | 200.33
Y6N10C3039A0 | 5KV/8KV 電力電纜 50mm2 * 1C | 78.41
Y6N10C3039B0 | 5KV/8KV 電力電纜 50mm2 * 1C | 39.21
Y6N10C3039C0 | 5KV/8KV 電力電纜 50mm2 * 1C | 86.25
Y6N10C3039D0 | 5KV/8KV 電力電纜 50mm2 * 1C | 43.13
Y6N10C3039E0 | 5KV/8KV 電力電纜 50mm2 * 1C | 94.09
Y6N10C3039F0 | 5KV/8KV 電力電纜 50mm2 * 1C | 47.05
Y6N10C3039G0 | 5KV/8KV 電力電纜 50mm2 * 1C | 101.94
Y6N10C3039H0 | 5KV/8KV 電力電纜 50mm2 * 1C | 50.96
Y6N10C3040A0 | 5KV/8KV 電力電纜 120mm2 * 1C | 109.1
Y6N10C3040B0 | 5KV/8KV 電力電纜 120mm2 * 1C | 54.54
Y6N10C3040C0 | 5KV/8KV 電力電纜 120mm2 * 1C | 120.01
Y6N10C3040D0 | 5KV/8KV 電力電纜 120mm2 * 1C | 60
Y6N10C3040E0 | 5KV/8KV 電力電纜 120mm2 * 1C | 130.92
Y6N10C3040F0 | 5KV/8KV 電力電纜 120mm2 * 1C | 65.45
Y6N10C3040G0 | 5KV/8KV 電力電纜 120mm2 * 1C | 141.83
Y6N10C3040H0 | 5KV/8KV 電力電纜 120mm2 * 1C | 70.91
Y6N10C3041A0 | 5KV/8KV 電力電纜 240mm2 * 1C | 132.96
Y6N10C3041B0 | 5KV/8KV 電力電纜 240mm2 * 1C | 66.48
Y6N10C3041C0 | 5KV/8KV 電力電纜 240mm2 * 1C | 146.25
Y6N10C3041D0 | 5KV/8KV 電力電纜 240mm2 * 1C | 73.13
Y6N10C3041E0 | 5KV/8KV 電力電纜 240mm2 * 1C | 159.55
Y6N10C3041F0 | 5KV/8KV 電力電纜 240mm2 * 1C | 79.77
Y6N10C3041G0 | 5KV/8KV 電力電纜 240mm2 * 1C | 172.85
Y6N10C3041H0 | 5KV/8KV 電力電纜 240mm2 * 1C | 86.42
Y6N10C3042A0 | 15KV 電力電纜 185mm2 * 1C | 146.59
Y6N10C3042B0 | 15KV 電力電纜 185mm2 * 1C | 73.3
Y6N10C3042C0 | 15KV 電力電纜 185mm2 * 1C | 161.25
Y6N10C3042D0 | 15KV 電力電纜 185mm2 * 1C | 80.63
Y6N10C3042E0 | 15KV 電力電纜 185mm2 * 1C | 175.92
Y6N10C3042F0 | 15KV 電力電纜 185mm2 * 1C | 87.96
Y6N10C3042G0 | 15KV 電力電纜 185mm2 * 1C | 190.58
Y6N10C3042H0 | 15KV 電力電纜 185mm2 * 1C | 95.29
Y6N10C3043A0 | 15KV 電力電纜 240mm2 * 1C | 173.87
Y6N10C3043B0 | 15KV 電力電纜 240mm2 * 1C | 86.93
Y6N10C3043C0 | 15KV 電力電纜 240mm2 * 1C | 191.26
Y6N10C3043D0 | 15KV 電力電纜 240mm2 * 1C | 95.63
Y6N10C3043E0 | 15KV 電力電纜 240mm2 * 1C | 208.65
Y6N10C3043F0 | 15KV 電力電纜 240mm2 * 1C | 104.32
Y6N10C3043G0 | 15KV 電力電纜 240mm2 * 1C | 226.04
Y6N10C3043H0 | 15KV 電力電纜 240mm2 * 1C | 113.02
Y6N10C3044A0 | 36KV 電力電纜 185mm2 * 1C | 204.56
Y6N10C3044B0 | 36KV 電力電纜 185mm2 * 1C | 102.28
Y6N10C3044C0 | 36KV 電力電纜 185mm2 * 1C | 225.01
Y6N10C3044D0 | 36KV 電力電纜 185mm2 * 1C | 112.51
Y6N10C3044E0 | 36KV 電力電纜 185mm2 * 1C | 245.46
Y6N10C3044F0 | 36KV 電力電纜 185mm2 * 1C | 122.74
Y6N10C3044G0 | 36KV 電力電纜 185mm2 * 1C | 265.92
Y6N10C3044H0 | 36KV 電力電纜 185mm2 * 1C | 132.96
Y6N10C3045A0 | 36KV 電力電纜 240mm2 * 1C | 225.01
Y6N10C3045B0 | 36KV 電力電纜 240mm2 * 1C | 112.51
Y6N10C3045C0 | 36KV 電力電纜 240mm2 * 1C | 247.51
Y6N10C3045D0 | 36KV 電力電纜 240mm2 * 1C | 123.76
Y6N10C3045E0 | 36KV 電力電纜 240mm2 * 1C | 270.01
Y6N10C3045F0 | 36KV 電力電纜 240mm2 * 1C | 135.01
Y6N10C3045G0 | 36KV 電力電纜 240mm2 * 1C | 292.51
Y6N10C3045H0 | 36KV 電力電纜 240mm2 * 1C | 146.25
Y6N10C3046A0 | 36KV 電力電纜 300mm2 * 1C | 245.46
Y6N10C3046B0 | 36KV 電力電纜 300mm2 * 1C | 122.74
Y6N10C3046C0 | 36KV 電力電纜 300mm2 * 1C | 270.01
Y6N10C3046D0 | 36KV 電力電纜 300mm2 * 1C | 135.01
Y6N10C3046E0 | 36KV 電力電纜 300mm2 * 1C | 294.56
Y6N10C3046F0 | 36KV 電力電纜 300mm2 * 1C | 147.27
Y6N10C3046G0 | 36KV 電力電纜 300mm2 * 1C | 319.11
Y6N10C3046H0 | 36KV 電力電纜 300mm2 * 1C | 159.55
Y6N10C3047A0 | 控制電纜 1.25mm2 * 2C (含2C以下) | 14.66
Y6N10C3047B0 | 控制電纜 1.25mm2 * 2C (含2C以下) | 7.33
Y6N10C3047C0 | 控制電纜 1.25mm2 * 2C (含2C以下) | 16.13
Y6N10C3047D0 | 控制電纜 1.25mm2 * 2C (含2C以下) | 8.06
Y6N10C3047E0 | 控制電纜 1.25mm2 * 2C (含2C以下) | 17.59
Y6N10C3047F0 | 控制電纜 1.25mm2 * 2C (含2C以下) | 8.8
Y6N10C3047G0 | 控制電纜 1.25mm2 * 2C (含2C以下) | 19.06
Y6N10C3047H0 | 控制電纜 1.25mm2 * 2C (含2C以下) | 9.53
Y6N10C3048A0 | 控制電纜 1.25mm2 * 4C (含3C~4C) | 14.66
Y6N10C3048B0 | 控制電纜 1.25mm2 * 4C (含3C~4C) | 7.33
Y6N10C3048C0 | 控制電纜 1.25mm2 * 4C (含3C~4C) | 16.13
Y6N10C3048D0 | 控制電纜 1.25mm2 * 4C (含3C~4C) | 8.06
Y6N10C3048E0 | 控制電纜 1.25mm2 * 4C (含3C~4C) | 17.59
Y6N10C3048F0 | 控制電纜 1.25mm2 * 4C (含3C~4C) | 8.8
Y6N10C3048G0 | 控制電纜 1.25mm2 * 4C (含3C~4C) | 19.06
Y6N10C3048H0 | 控制電纜 1.25mm2 * 4C (含3C~4C) | 9.53
Y6N10C3049A0 | 控制電纜 1.25mm2 * 7C (含5C~9C) | 18.75
Y6N10C3049B0 | 控制電纜 1.25mm2 * 7C (含5C~9C) | 9.38
Y6N10C3049C0 | 控制電纜 1.25mm2 * 7C (含5C~9C) | 20.63
Y6N10C3049D0 | 控制電纜 1.25mm2 * 7C (含5C~9C) | 10.31
Y6N10C3049E0 | 控制電纜 1.25mm2 * 7C (含5C~9C) | 22.5
Y6N10C3049F0 | 控制電纜 1.25mm2 * 7C (含5C~9C) | 11.25
Y6N10C3049G0 | 控制電纜 1.25mm2 * 7C (含5C~9C) | 24.38
Y6N10C3049H0 | 控制電纜 1.25mm2 * 7C (含5C~9C) | 12.19
Y6N10C3050A0 | 控制電纜 1.25mm2 * 12C (含10C~15C) | 22.16
Y6N10C3050B0 | 控制電纜 1.25mm2 * 12C (含10C~15C) | 11.08
Y6N10C3050C0 | 控制電纜 1.25mm2 * 12C (含10C~15C) | 24.38
Y6N10C3050D0 | 控制電纜 1.25mm2 * 12C (含10C~15C) | 12.19
Y6N10C3050E0 | 控制電纜 1.25mm2 * 12C (含10C~15C) | 26.59
Y6N10C3050F0 | 控制電纜 1.25mm2 * 12C (含10C~15C) | 13.3
Y6N10C3050G0 | 控制電纜 1.25mm2 * 12C (含10C~15C) | 28.81
Y6N10C3050H0 | 控制電纜 1.25mm2 * 12C (含10C~15C) | 14.41
Y6N10C3051A0 | 控制電纜 1.25mm2 * 16C (含16C以上) | 25.91
Y6N10C3051B0 | 控制電纜 1.25mm2 * 16C (含16C以上) | 12.96
Y6N10C3051C0 | 控制電纜 1.25mm2 * 16C (含16C以上) | 28.5
Y6N10C3051D0 | 控制電纜 1.25mm2 * 16C (含16C以上) | 14.25
Y6N10C3051E0 | 控制電纜 1.25mm2 * 16C (含16C以上) | 31.1
Y6N10C3051F0 | 控制電纜 1.25mm2 * 16C (含16C以上) | 15.55
Y6N10C3051G0 | 控制電纜 1.25mm2 * 16C (含16C以上) | 33.69
Y6N10C3051H0 | 控制電纜 1.25mm2 * 16C (含16C以上) | 16.84
Y6N10C3052A0 | 控制電纜 2mm2 * 4C (含4C以下) | 18.75
Y6N10C3052B0 | 控制電纜 2mm2 * 4C (含4C以下) | 9.38
Y6N10C3052C0 | 控制電纜 2mm2 * 4C (含4C以下) | 20.63
Y6N10C3052D0 | 控制電纜 2mm2 * 4C (含4C以下) | 10.31
Y6N10C3052E0 | 控制電纜 2mm2 * 4C (含4C以下) | 22.5
Y6N10C3052F0 | 控制電纜 2mm2 * 4C (含4C以下) | 11.25
Y6N10C3052G0 | 控制電纜 2mm2 * 4C (含4C以下) | 24.38
Y6N10C3052H0 | 控制電纜 2mm2 * 4C (含4C以下) | 12.19
Y6N10C3053A0 | 控制電纜 2mm2 * 7C (含5C~9C) | 22.16
Y6N10C3053B0 | 控制電纜 2mm2 * 7C (含5C~9C) | 11.08
Y6N10C3053C0 | 控制電纜 2mm2 * 7C (含5C~9C) | 24.38
Y6N10C3053D0 | 控制電纜 2mm2 * 7C (含5C~9C) | 12.19
Y6N10C3053E0 | 控制電纜 2mm2 * 7C (含5C~9C) | 26.59
Y6N10C3053F0 | 控制電纜 2mm2 * 7C (含5C~9C) | 13.3
Y6N10C3053G0 | 控制電纜 2mm2 * 7C (含5C~9C) | 28.81
Y6N10C3053H0 | 控制電纜 2mm2 * 7C (含5C~9C) | 14.41
Y6N10C3054A0 | 控制電纜 2mm2 * 12C (含10C~15C) | 25.91
Y6N10C3054B0 | 控制電纜 2mm2 * 12C (含10C~15C) | 12.96
Y6N10C3054C0 | 控制電纜 2mm2 * 12C (含10C~15C) | 28.5
Y6N10C3054D0 | 控制電纜 2mm2 * 12C (含10C~15C) | 14.25
Y6N10C3054E0 | 控制電纜 2mm2 * 12C (含10C~15C) | 31.1
Y6N10C3054F0 | 控制電纜 2mm2 * 12C (含10C~15C) | 15.55
Y6N10C3054G0 | 控制電纜 2mm2 * 12C (含10C~15C) | 33.69
Y6N10C3054H0 | 控制電纜 2mm2 * 12C (含10C~15C) | 16.84
Y6N10C3055A0 | 控制電纜 2mm2 * 16C (含16C以上) | 29.66
Y6N10C3055B0 | 控制電纜 2mm2 * 16C (含16C以上) | 14.83
Y6N10C3055C0 | 控制電纜 2mm2 * 16C (含16C以上) | 32.63
Y6N10C3055D0 | 控制電纜 2mm2 * 16C (含16C以上) | 16.31
Y6N10C3055E0 | 控制電纜 2mm2 * 16C (含16C以上) | 35.6
Y6N10C3055F0 | 控制電纜 2mm2 * 16C (含16C以上) | 17.8
Y6N10C3055G0 | 控制電纜 2mm2 * 16C (含16C以上) | 38.56
Y6N10C3055H0 | 控制電纜 2mm2 * 16C (含16C以上) | 19.28
Y6N10C3056A0 | 儀錶遮蔽電纜 1.25mm2 * 4C (含1P~2P 及 1T~2T) | 16.03
Y6N10C3056B0 | 儀錶遮蔽電纜 1.25mm2 * 4C (含1P~2P 及 1T~2T) | 8.01
Y6N10C3056C0 | 儀錶遮蔽電纜 1.25mm2 * 4C (含1P~2P 及 1T~2T) | 17.63
Y6N10C3056D0 | 儀錶遮蔽電纜 1.25mm2 * 4C (含1P~2P 及 1T~2T) | 8.81
Y6N10C3056E0 | 儀錶遮蔽電纜 1.25mm2 * 4C (含1P~2P 及 1T~2T) | 19.23
Y6N10C3056F0 | 儀錶遮蔽電纜 1.25mm2 * 4C (含1P~2P 及 1T~2T) | 9.62
Y6N10C3056G0 | 儀錶遮蔽電纜 1.25mm2 * 4C (含1P~2P 及 1T~2T) | 20.83
Y6N10C3056H0 | 儀錶遮蔽電纜 1.25mm2 * 4C (含1P~2P 及 1T~2T) | 10.42
Y6N10C3057A0 | 儀錶遮蔽電纜 1.25mm2 * 7C , 3P(含3P~6P) | 20.12
Y6N10C3057B0 | 儀錶遮蔽電纜 1.25mm2 * 7C , 3P(含3P~6P) | 10.06
Y6N10C3057C0 | 儀錶遮蔽電纜 1.25mm2 * 7C , 3P(含3P~6P) | 22.13
Y6N10C3057D0 | 儀錶遮蔽電纜 1.25mm2 * 7C , 3P(含3P~6P) | 11.06
Y6N10C3057E0 | 儀錶遮蔽電纜 1.25mm2 * 7C , 3P(含3P~6P) | 24.14
Y6N10C3057F0 | 儀錶遮蔽電纜 1.25mm2 * 7C , 3P(含3P~6P) | 12.07
Y6N10C3057G0 | 儀錶遮蔽電纜 1.25mm2 * 7C , 3P(含3P~6P) | 26.15
Y6N10C3057H0 | 儀錶遮蔽電纜 1.25mm2 * 7C , 3P(含3P~6P) | 13.08
Y6N10C3058A0 | 儀錶遮蔽電纜 1.25mm2 * 12C | 23.87
Y6N10C3058B0 | 儀錶遮蔽電纜 1.25mm2 * 12C | 11.93
Y6N10C3058C0 | 儀錶遮蔽電纜 1.25mm2 * 12C | 26.25
Y6N10C3058D0 | 儀錶遮蔽電纜 1.25mm2 * 12C | 13.13
Y6N10C3058E0 | 儀錶遮蔽電纜 1.25mm2 * 12C | 28.64
Y6N10C3058F0 | 儀錶遮蔽電纜 1.25mm2 * 12C | 14.32
Y6N10C3058G0 | 儀錶遮蔽電纜 1.25mm2 * 12C | 31.03
Y6N10C3058H0 | 儀錶遮蔽電纜 1.25mm2 * 12C | 15.51
Y6N10C3059A0 | 儀錶遮蔽電纜 1.25mm2 * 16C | 25.91
Y6N10C3059B0 | 儀錶遮蔽電纜 1.25mm2 * 16C | 12.96
Y6N10C3059C0 | 儀錶遮蔽電纜 1.25mm2 * 16C | 28.5
Y6N10C3059D0 | 儀錶遮蔽電纜 1.25mm2 * 16C | 14.25
Y6N10C3059E0 | 儀錶遮蔽電纜 1.25mm2 * 16C | 31.1
Y6N10C3059F0 | 儀錶遮蔽電纜 1.25mm2 * 16C | 15.55
Y6N10C3059G0 | 儀錶遮蔽電纜 1.25mm2 * 16C | 33.69
Y6N10C3059H0 | 儀錶遮蔽電纜 1.25mm2 * 16C | 16.84
Y6N10C3060A0 | 儀錶遮蔽電纜 1.25mm2 * 7P (含7P~11P) | 23.87
Y6N10C3060B0 | 儀錶遮蔽電纜 1.25mm2 * 7P (含7P~11P) | 11.93
Y6N10C3060C0 | 儀錶遮蔽電纜 1.25mm2 * 7P (含7P~11P) | 26.25
Y6N10C3060D0 | 儀錶遮蔽電纜 1.25mm2 * 7P (含7P~11P) | 13.13
Y6N10C3060E0 | 儀錶遮蔽電纜 1.25mm2 * 7P (含7P~11P) | 28.64
Y6N10C3060F0 | 儀錶遮蔽電纜 1.25mm2 * 7P (含7P~11P) | 14.32
Y6N10C3060G0 | 儀錶遮蔽電纜 1.25mm2 * 7P (含7P~11P) | 31.03
Y6N10C3060H0 | 儀錶遮蔽電纜 1.25mm2 * 7P (含7P~11P) | 15.51
Y6N10C3061A0 | 儀錶遮蔽電纜 1.25mm2 * 12P (含12P~18P) | 37.51
Y6N10C3061B0 | 儀錶遮蔽電纜 1.25mm2 * 12P (含12P~18P) | 18.75
Y6N10C3061C0 | 儀錶遮蔽電纜 1.25mm2 * 12P (含12P~18P) | 41.26
Y6N10C3061D0 | 儀錶遮蔽電纜 1.25mm2 * 12P (含12P~18P) | 20.63
Y6N10C3061E0 | 儀錶遮蔽電纜 1.25mm2 * 12P (含12P~18P) | 45.01
Y6N10C3061F0 | 儀錶遮蔽電纜 1.25mm2 * 12P (含12P~18P) | 22.5
Y6N10C3061G0 | 儀錶遮蔽電纜 1.25mm2 * 12P (含12P~18P) | 48.75
Y6N10C3061H0 | 儀錶遮蔽電纜 1.25mm2 * 12P (含12P~18P) | 24.38
Y6N10C3062A0 | 儀錶遮蔽電纜 1.25mm2 * 19P(含以上), 12T(含10T~12T) | 40.92
Y6N10C3062B0 | 儀錶遮蔽電纜 1.25mm2 * 19P(含以上), 12T(含10T~12T) | 20.46
Y6N10C3062C0 | 儀錶遮蔽電纜 1.25mm2 * 19P(含以上), 12T(含10T~12T) | 45.01
Y6N10C3062D0 | 儀錶遮蔽電纜 1.25mm2 * 19P(含以上), 12T(含10T~12T) | 22.5
Y6N10C3062E0 | 儀錶遮蔽電纜 1.25mm2 * 19P(含以上), 12T(含10T~12T) | 49.09
Y6N10C3062F0 | 儀錶遮蔽電纜 1.25mm2 * 19P(含以上), 12T(含10T~12T) | 24.55
Y6N10C3062G0 | 儀錶遮蔽電纜 1.25mm2 * 19P(含以上), 12T(含10T~12T) | 53.18
Y6N10C3062H0 | 儀錶遮蔽電纜 1.25mm2 * 19P(含以上), 12T(含10T~12T) | 26.59
Y6N10C3063A0 | 儀錶遮蔽電纜 1.25mm2 * 3T (含3T~6T) | 23.87
Y6N10C3063B0 | 儀錶遮蔽電纜 1.25mm2 * 3T (含3T~6T) | 11.93
Y6N10C3063C0 | 儀錶遮蔽電纜 1.25mm2 * 3T (含3T~6T) | 26.25
Y6N10C3063D0 | 儀錶遮蔽電纜 1.25mm2 * 3T (含3T~6T) | 13.13
Y6N10C3063E0 | 儀錶遮蔽電纜 1.25mm2 * 3T (含3T~6T) | 28.64
Y6N10C3063F0 | 儀錶遮蔽電纜 1.25mm2 * 3T (含3T~6T) | 14.32
Y6N10C3063G0 | 儀錶遮蔽電纜 1.25mm2 * 3T (含3T~6T) | 31.03
Y6N10C3063H0 | 儀錶遮蔽電纜 1.25mm2 * 3T (含3T~6T) | 15.51
Y6N10C3064A0 | 儀錶遮蔽電纜 1.25mm2 * 7T (含7T~9T) | 37.51
Y6N10C3064B0 | 儀錶遮蔽電纜 1.25mm2 * 7T (含7T~9T) | 18.75
Y6N10C3064C0 | 儀錶遮蔽電纜 1.25mm2 * 7T (含7T~9T) | 41.26
Y6N10C3064D0 | 儀錶遮蔽電纜 1.25mm2 * 7T (含7T~9T) | 20.63
Y6N10C3064E0 | 儀錶遮蔽電纜 1.25mm2 * 7T (含7T~9T) | 45.01
Y6N10C3064F0 | 儀錶遮蔽電纜 1.25mm2 * 7T (含7T~9T) | 22.5
Y6N10C3064G0 | 儀錶遮蔽電纜 1.25mm2 * 7T (含7T~9T) | 48.75
Y6N10C3064H0 | 儀錶遮蔽電纜 1.25mm2 * 7T (含7T~9T) | 24.38
Y6N10C3065A0 | 光纖電纜配線5mm直徑及以下 | 30.35
Y6N10C3065B0 | 光纖電纜配線5mm直徑及以下 | 15.17
Y6N10C3065C0 | 光纖電纜配線5mm直徑及以下 | 33.38
Y6N10C3065D0 | 光纖電纜配線5mm直徑及以下 | 16.69
Y6N10C3065E0 | 光纖電纜配線5mm直徑及以下 | 36.41
Y6N10C3065F0 | 光纖電纜配線5mm直徑及以下 | 18.21
Y6N10C3065G0 | 光纖電纜配線5mm直徑及以下 | 39.45
Y6N10C3065H0 | 光纖電纜配線5mm直徑及以下 | 19.72
Y6N10C3066A0 | 光纖電纜配線 6~10mm直徑 | 36.82
Y6N10C3066B0 | 光纖電纜配線 6~10mm直徑 | 18.41
Y6N10C3066C0 | 光纖電纜配線 6~10mm直徑 | 40.51
Y6N10C3066D0 | 光纖電纜配線 6~10mm直徑 | 20.25
Y6N10C3066E0 | 光纖電纜配線 6~10mm直徑 | 44.19
Y6N10C3066F0 | 光纖電纜配線 6~10mm直徑 | 22.09
Y6N10C3066G0 | 光纖電纜配線 6~10mm直徑 | 47.87
Y6N10C3066H0 | 光纖電纜配線 6~10mm直徑 | 23.94
Y6N10C3067A0 | 光纖電纜配線 11~20mm直徑 | 50.45
Y6N10C3067B0 | 光纖電纜配線 11~20mm直徑 | 25.23
Y6N10C3067C0 | 光纖電纜配線 11~20mm直徑 | 55.5
Y6N10C3067D0 | 光纖電纜配線 11~20mm直徑 | 27.75
Y6N10C3067E0 | 光纖電纜配線 11~20mm直徑 | 60.54
Y6N10C3067F0 | 光纖電纜配線 11~20mm直徑 | 30.28
Y6N10C3067G0 | 光纖電纜配線 11~20mm直徑 | 65.59
Y6N10C3067H0 | 光纖電纜配線 11~20mm直徑 | 32.8
Y6N10C3068A0 | 光纖電纜配線 21~30mm直徑 | 67.84
Y6N10C3068B0 | 光纖電纜配線 21~30mm直徑 | 33.93
Y6N10C3068C0 | 光纖電纜配線 21~30mm直徑 | 74.63
Y6N10C3068D0 | 光纖電纜配線 21~30mm直徑 | 37.32
Y6N10C3068E0 | 光纖電纜配線 21~30mm直徑 | 81.41
Y6N10C3068F0 | 光纖電纜配線 21~30mm直徑 | 40.71
Y6N10C3068G0 | 光纖電纜配線 21~30mm直徑 | 88.2
Y6N10C3068H0 | 光纖電纜配線 21~30mm直徑 | 44.1
Y6N10C3069A0 | 光纖電纜配線 31mm直徑及以上 | 110.12
Y6N10C3069B0 | 光纖電纜配線 31mm直徑及以上 | 55.06
Y6N10C3069C0 | 光纖電纜配線 31mm直徑及以上 | 121.13
Y6N10C3069D0 | 光纖電纜配線 31mm直徑及以上 | 60.56
Y6N10C3069E0 | 光纖電纜配線 31mm直徑及以上 | 132.15
Y6N10C3069F0 | 光纖電纜配線 31mm直徑及以上 | 66.07
Y6N10C3069G0 | 光纖電纜配線 31mm直徑及以上 | 143.16
Y6N10C3069H0 | 光纖電纜配線 31mm直徑及以上 | 71.57
Y6N10C3070A0 | 電腦線CAT5(e) / CAT6 4P 24AWG | 23.87
Y6N10C3070B0 | 電腦線CAT5(e) / CAT6 4P 24AWG | 11.93
Y6N10C3070C0 | 電腦線CAT5(e) / CAT6 4P 24AWG | 26.25
Y6N10C3070D0 | 電腦線CAT5(e) / CAT6 4P 24AWG | 13.13
Y6N10C3070E0 | 電腦線CAT5(e) / CAT6 4P 24AWG | 28.64
Y6N10C3070F0 | 電腦線CAT5(e) / CAT6 4P 24AWG | 14.32
Y6N10C3070G0 | 電腦線CAT5(e) / CAT6 4P 24AWG | 31.03
Y6N10C3070H0 | 電腦線CAT5(e) / CAT6 4P 24AWG | 15.51
Y6N10C3071A0 | 同軸電纜 | 28.3
Y6N10C3071B0 | 同軸電纜 | 14.15
Y6N10C3071C0 | 同軸電纜 | 31.13
Y6N10C3071D0 | 同軸電纜 | 15.56
Y6N10C3071E0 | 同軸電纜 | 33.96
Y6N10C3071F0 | 同軸電纜 | 16.98
Y6N10C3071G0 | 同軸電纜 | 36.79
Y6N10C3071H0 | 同軸電纜 | 18.39
Y6N10C3072A0 | 高聲電話電纜 0.65mm2X5P+3.5mm2X3C (含8Px0.75mm2+3Cx2.0mm2) | 25.91
Y6N10C3072B0 | 高聲電話電纜 0.65mm2X5P+3.5mm2X3C (含8Px0.75mm2+3Cx2.0mm2) | 12.96
Y6N10C3072C0 | 高聲電話電纜 0.65mm2X5P+3.5mm2X3C (含8Px0.75mm2+3Cx2.0mm2) | 28.5
Y6N10C3072D0 | 高聲電話電纜 0.65mm2X5P+3.5mm2X3C (含8Px0.75mm2+3Cx2.0mm2) | 14.25
Y6N10C3072E0 | 高聲電話電纜 0.65mm2X5P+3.5mm2X3C (含8Px0.75mm2+3Cx2.0mm2) | 31.1
Y6N10C3072F0 | 高聲電話電纜 0.65mm2X5P+3.5mm2X3C (含8Px0.75mm2+3Cx2.0mm2) | 15.55
Y6N10C3072G0 | 高聲電話電纜 0.65mm2X5P+3.5mm2X3C (含8Px0.75mm2+3Cx2.0mm2) | 33.69
Y6N10C3072H0 | 高聲電話電纜 0.65mm2X5P+3.5mm2X3C (含8Px0.75mm2+3Cx2.0mm2) | 16.84
Y6N10C3073A0 | PVC 話纜 10P 以下 0.4~0.65mm | 23.87
Y6N10C3073B0 | PVC 話纜 10P 以下 0.4~0.65mm | 11.93
Y6N10C3073C0 | PVC 話纜 10P 以下 0.4~0.65mm | 26.25
Y6N10C3073D0 | PVC 話纜 10P 以下 0.4~0.65mm | 13.13
Y6N10C3073E0 | PVC 話纜 10P 以下 0.4~0.65mm | 28.64
Y6N10C3073F0 | PVC 話纜 10P 以下 0.4~0.65mm | 14.32
Y6N10C3073G0 | PVC 話纜 10P 以下 0.4~0.65mm | 31.03
Y6N10C3073H0 | PVC 話纜 10P 以下 0.4~0.65mm | 15.51
Y6N10C3074A0 | PVC 話纜 20P~30P 0.4~0.65mm | 28.3
Y6N10C3074B0 | PVC 話纜 20P~30P 0.4~0.65mm | 14.15
Y6N10C3074C0 | PVC 話纜 20P~30P 0.4~0.65mm | 31.13
Y6N10C3074D0 | PVC 話纜 20P~30P 0.4~0.65mm | 15.56
Y6N10C3074E0 | PVC 話纜 20P~30P 0.4~0.65mm | 33.96
Y6N10C3074F0 | PVC 話纜 20P~30P 0.4~0.65mm | 16.98
Y6N10C3074G0 | PVC 話纜 20P~30P 0.4~0.65mm | 36.79
Y6N10C3074H0 | PVC 話纜 20P~30P 0.4~0.65mm | 18.39
Y6N10C3075A0 | PVC 話纜 50P 0.4~0.65mm | 37.51
Y6N10C3075B0 | PVC 話纜 50P 0.4~0.65mm | 18.75
Y6N10C3075C0 | PVC 話纜 50P 0.4~0.65mm | 41.26
Y6N10C3075D0 | PVC 話纜 50P 0.4~0.65mm | 20.63
Y6N10C3075E0 | PVC 話纜 50P 0.4~0.65mm | 45.01
Y6N10C3075F0 | PVC 話纜 50P 0.4~0.65mm | 22.5
Y6N10C3075G0 | PVC 話纜 50P 0.4~0.65mm | 48.75
Y6N10C3075H0 | PVC 話纜 50P 0.4~0.65mm | 24.38
Y6N10C3076A0 | PVC 話纜 100P~200P 0.4~0.65mm | 71.59
Y6N10C3076B0 | PVC 話纜 100P~200P 0.4~0.65mm | 35.8
Y6N10C3076C0 | PVC 話纜 100P~200P 0.4~0.65mm | 78.75
Y6N10C3076D0 | PVC 話纜 100P~200P 0.4~0.65mm | 39.38
Y6N10C3076E0 | PVC 話纜 100P~200P 0.4~0.65mm | 85.91
Y6N10C3076F0 | PVC 話纜 100P~200P 0.4~0.65mm | 42.96
Y6N10C3076G0 | PVC 話纜 100P~200P 0.4~0.65mm | 93.07
Y6N10C3076H0 | PVC 話纜 100P~200P 0.4~0.65mm | 46.54
Y6N10C3077A0 | PVC 話纜 300P 0.4~0.65mm | 85.23
Y6N10C3077B0 | PVC 話纜 300P 0.4~0.65mm | 42.62
Y6N10C3077C0 | PVC 話纜 300P 0.4~0.65mm | 93.75
Y6N10C3077D0 | PVC 話纜 300P 0.4~0.65mm | 46.88
Y6N10C3077E0 | PVC 話纜 300P 0.4~0.65mm | 102.28
Y6N10C3077F0 | PVC 話纜 300P 0.4~0.65mm | 51.13
Y6N10C3077G0 | PVC 話纜 300P 0.4~0.65mm | 110.8
Y6N10C3077H0 | PVC 話纜 300P 0.4~0.65mm | 55.4
Y6N10C3078A0 | 特殊電纜 FESTOON CABLE 5.5mm2 以下 *4C (含4C以下) | 87.28
Y6N10C3078B0 | 特殊電纜 FESTOON CABLE 5.5mm2 以下 *4C (含4C以下) | 43.64
Y6N10C3078C0 | 特殊電纜 FESTOON CABLE 5.5mm2 以下 *4C (含4C以下) | 96
Y6N10C3078D0 | 特殊電纜 FESTOON CABLE 5.5mm2 以下 *4C (含4C以下) | 48.01
Y6N10C3078E0 | 特殊電纜 FESTOON CABLE 5.5mm2 以下 *4C (含4C以下) | 104.73
Y6N10C3078F0 | 特殊電纜 FESTOON CABLE 5.5mm2 以下 *4C (含4C以下) | 52.36
Y6N10C3078G0 | 特殊電纜 FESTOON CABLE 5.5mm2 以下 *4C (含4C以下) | 113.46
Y6N10C3078H0 | 特殊電纜 FESTOON CABLE 5.5mm2 以下 *4C (含4C以下) | 56.73
Y6N10C3079A0 | 特殊電纜 FESTOON CABLE 8mm2以下 *4C (含4C以下) | 109.1
Y6N10C3079B0 | 特殊電纜 FESTOON CABLE 8mm2以下 *4C (含4C以下) | 54.54
Y6N10C3079C0 | 特殊電纜 FESTOON CABLE 8mm2以下 *4C (含4C以下) | 120.01
Y6N10C3079D0 | 特殊電纜 FESTOON CABLE 8mm2以下 *4C (含4C以下) | 60
Y6N10C3079E0 | 特殊電纜 FESTOON CABLE 8mm2以下 *4C (含4C以下) | 130.92
Y6N10C3079F0 | 特殊電纜 FESTOON CABLE 8mm2以下 *4C (含4C以下) | 65.45
Y6N10C3079G0 | 特殊電纜 FESTOON CABLE 8mm2以下 *4C (含4C以下) | 141.83
Y6N10C3079H0 | 特殊電纜 FESTOON CABLE 8mm2以下 *4C (含4C以下) | 70.91
Y6N10C3080A0 | 特殊電纜 FESTOON CABLE 14mm2以下 *4C (含4C以下) | 152.73
Y6N10C3080B0 | 特殊電纜 FESTOON CABLE 14mm2以下 *4C (含4C以下) | 76.37
Y6N10C3080C0 | 特殊電纜 FESTOON CABLE 14mm2以下 *4C (含4C以下) | 168.01
Y6N10C3080D0 | 特殊電纜 FESTOON CABLE 14mm2以下 *4C (含4C以下) | 84
Y6N10C3080E0 | 特殊電纜 FESTOON CABLE 14mm2以下 *4C (含4C以下) | 183.28
Y6N10C3080F0 | 特殊電纜 FESTOON CABLE 14mm2以下 *4C (含4C以下) | 91.64
Y6N10C3080G0 | 特殊電纜 FESTOON CABLE 14mm2以下 *4C (含4C以下) | 198.56
Y6N10C3080H0 | 特殊電纜 FESTOON CABLE 14mm2以下 *4C (含4C以下) | 99.28
Y6N10C3081A0 | 特殊電纜 FESTOON CABLE 22mm2 以下*4C (含4C以下) | 229.11
Y6N10C3081B0 | 特殊電纜 FESTOON CABLE 22mm2 以下*4C (含4C以下) | 114.55
Y6N10C3081C0 | 特殊電纜 FESTOON CABLE 22mm2 以下*4C (含4C以下) | 252.01
Y6N10C3081D0 | 特殊電纜 FESTOON CABLE 22mm2 以下*4C (含4C以下) | 126.01
Y6N10C3081E0 | 特殊電纜 FESTOON CABLE 22mm2 以下*4C (含4C以下) | 274.92
Y6N10C3081F0 | 特殊電纜 FESTOON CABLE 22mm2 以下*4C (含4C以下) | 137.47
Y6N10C3081G0 | 特殊電纜 FESTOON CABLE 22mm2 以下*4C (含4C以下) | 297.83
Y6N10C3081H0 | 特殊電纜 FESTOON CABLE 22mm2 以下*4C (含4C以下) | 148.91
Y6N10C3082A0 | 特殊電纜 FESTOON CABLE 38mm2以下 *4C (含4C以下) | 278.19
Y6N10C3082B0 | 特殊電纜 FESTOON CABLE 38mm2以下 *4C (含4C以下) | 139.1
Y6N10C3082C0 | 特殊電纜 FESTOON CABLE 38mm2以下 *4C (含4C以下) | 306.02
Y6N10C3082D0 | 特殊電纜 FESTOON CABLE 38mm2以下 *4C (含4C以下) | 153
Y6N10C3082E0 | 特殊電纜 FESTOON CABLE 38mm2以下 *4C (含4C以下) | 333.84
Y6N10C3082F0 | 特殊電纜 FESTOON CABLE 38mm2以下 *4C (含4C以下) | 166.91
Y6N10C3082G0 | 特殊電纜 FESTOON CABLE 38mm2以下 *4C (含4C以下) | 361.65
Y6N10C3082H0 | 特殊電纜 FESTOON CABLE 38mm2以下 *4C (含4C以下) | 180.83
Y6N10C3083A0 | 特殊電纜 FESTOON CABLE 60mm2以下 *4C (含4C以下) | 343.65
Y6N10C3083B0 | 特殊電纜 FESTOON CABLE 60mm2以下 *4C (含4C以下) | 171.82
Y6N10C3083C0 | 特殊電纜 FESTOON CABLE 60mm2以下 *4C (含4C以下) | 378.02
Y6N10C3083D0 | 特殊電纜 FESTOON CABLE 60mm2以下 *4C (含4C以下) | 189.01
Y6N10C3083E0 | 特殊電纜 FESTOON CABLE 60mm2以下 *4C (含4C以下) | 412.39
Y6N10C3083F0 | 特殊電纜 FESTOON CABLE 60mm2以下 *4C (含4C以下) | 206.19
Y6N10C3083G0 | 特殊電纜 FESTOON CABLE 60mm2以下 *4C (含4C以下) | 446.74
Y6N10C3083H0 | 特殊電纜 FESTOON CABLE 60mm2以下 *4C (含4C以下) | 223.38
Y6N10C3084A0 | 特殊電纜 FESTOON CABLE 100mm2以下 *4C (含4C以下) | 600.03
Y6N10C3084B0 | 特殊電纜 FESTOON CABLE 100mm2以下 *4C (含4C以下) | 300.01
Y6N10C3084C0 | 特殊電纜 FESTOON CABLE 100mm2以下 *4C (含4C以下) | 660.03
Y6N10C3084D0 | 特殊電纜 FESTOON CABLE 100mm2以下 *4C (含4C以下) | 330.02
Y6N10C3084E0 | 特殊電纜 FESTOON CABLE 100mm2以下 *4C (含4C以下) | 720.04
Y6N10C3084F0 | 特殊電纜 FESTOON CABLE 100mm2以下 *4C (含4C以下) | 360.01
Y6N10C3084G0 | 特殊電纜 FESTOON CABLE 100mm2以下 *4C (含4C以下) | 780.04
Y6N10C3084H0 | 特殊電纜 FESTOON CABLE 100mm2以下 *4C (含4C以下) | 390.02
Y6N10C3085A0 | (地下)接地線配線 50mm2 (含以下) | 68.18
Y6N10C3085B0 | (地下)接地線配線 50mm2 (含以下) | 34.1
Y6N10C3085C0 | (地下)接地線配線 50mm2 (含以下) | 75
Y6N10C3085D0 | (地下)接地線配線 50mm2 (含以下) | 37.51
Y6N10C3085E0 | (地下)接地線配線 50mm2 (含以下) | 81.82
Y6N10C3085F0 | (地下)接地線配線 50mm2 (含以下) | 40.92
Y6N10C3085G0 | (地下)接地線配線 50mm2 (含以下) | 88.64
Y6N10C3085H0 | (地下)接地線配線 50mm2 (含以下) | 44.32
Y6N10C3086A0 | (地下)接地線配線 100mm2 (含以上) | 122.74
Y6N10C3086B0 | (地下)接地線配線 100mm2 (含以上) | 61.36
Y6N10C3086C0 | (地下)接地線配線 100mm2 (含以上) | 135.01
Y6N10C3086D0 | (地下)接地線配線 100mm2 (含以上) | 67.5
Y6N10C3086E0 | (地下)接地線配線 100mm2 (含以上) | 147.27
Y6N10C3086F0 | (地下)接地線配線 100mm2 (含以上) | 73.64
Y6N10C3086G0 | (地下)接地線配線 100mm2 (含以上) | 159.55
Y6N10C3086H0 | (地下)接地線配線 100mm2 (含以上) | 79.77
Y6N10C3087A0 | (地上)接地線配線 8mm2以下 | 23.87
Y6N10C3087B0 | (地上)接地線配線 8mm2以下 | 11.93
Y6N10C3087C0 | (地上)接地線配線 8mm2以下 | 26.25
Y6N10C3087D0 | (地上)接地線配線 8mm2以下 | 13.13
Y6N10C3087E0 | (地上)接地線配線 8mm2以下 | 28.64
Y6N10C3087F0 | (地上)接地線配線 8mm2以下 | 14.32
Y6N10C3087G0 | (地上)接地線配線 8mm2以下 | 31.03
Y6N10C3087H0 | (地上)接地線配線 8mm2以下 | 15.51
Y6N10C3088A0 | (地上)接地線配線 14~38mm2 | 33.41
Y6N10C3088B0 | (地上)接地線配線 14~38mm2 | 16.71
Y6N10C3088C0 | (地上)接地線配線 14~38mm2 | 36.76
Y6N10C3088D0 | (地上)接地線配線 14~38mm2 | 18.38
Y6N10C3088E0 | (地上)接地線配線 14~38mm2 | 40.1
Y6N10C3088F0 | (地上)接地線配線 14~38mm2 | 20.05
Y6N10C3088G0 | (地上)接地線配線 14~38mm2 | 43.44
Y6N10C3088H0 | (地上)接地線配線 14~38mm2 | 21.72
Y6N10C3089A0 | (地上)接地線配線 50mm2~60mm2 | 51.13
Y6N10C3089B0 | (地上)接地線配線 50mm2~60mm2 | 25.57
Y6N10C3089C0 | (地上)接地線配線 50mm2~60mm2 | 56.25
Y6N10C3089D0 | (地上)接地線配線 50mm2~60mm2 | 28.13
Y6N10C3089E0 | (地上)接地線配線 50mm2~60mm2 | 61.36
Y6N10C3089F0 | (地上)接地線配線 50mm2~60mm2 | 30.69
Y6N10C3089G0 | (地上)接地線配線 50mm2~60mm2 | 66.48
Y6N10C3089H0 | (地上)接地線配線 50mm2~60mm2 | 33.24
Y6N10C3090A0 | (地上)接地線配線 100mm2 | 75
Y6N10C3090B0 | (地上)接地線配線 100mm2 | 37.51
Y6N10C3090C0 | (地上)接地線配線 100mm2 | 82.5
Y6N10C3090D0 | (地上)接地線配線 100mm2 | 41.26
Y6N10C3090E0 | (地上)接地線配線 100mm2 | 90
Y6N10C3090F0 | (地上)接地線配線 100mm2 | 45.01
Y6N10C3090G0 | (地上)接地線配線 100mm2 | 97.5
Y6N10C3090H0 | (地上)接地線配線 100mm2 | 48.75
Y6N10C3091A0 | Profibus、ProfiNet | 16.03
Y6N10C3091B0 | Profibus、ProfiNet | 8.01
Y6N10C3091C0 | Profibus、ProfiNet | 17.63
Y6N10C3091D0 | Profibus、ProfiNet | 8.81
Y6N10C3091E0 | Profibus、ProfiNet | 19.23
Y6N10C3091F0 | Profibus、ProfiNet | 9.62
Y6N10C3091G0 | Profibus、ProfiNet | 20.83
Y6N10C3091H0 | Profibus、ProfiNet | 10.42
Y6N10C3092A0 | 鐵氟龍管 | 18.75
Y6N10C3092B0 | 鐵氟龍管 | 9.38
Y6N10C3092C0 | 鐵氟龍管 | 20.63
Y6N10C3092D0 | 鐵氟龍管 | 10.31
Y6N10C3092E0 | 鐵氟龍管 | 22.5
Y6N10C3092F0 | 鐵氟龍管 | 11.25
Y6N10C3092G0 | 鐵氟龍管 | 24.38
Y6N10C3092H0 | 鐵氟龍管 | 12.19
Y6N10C4001A0 | 電纜回收 外徑<=20mm | 8.86
Y6N10C4002A0 | 電纜回收 外徑>20mm | 15.68
Y6N10E0001A0 | 緊急照明燈,逃生指示燈 | 204.56
Y6N10E0001B0 | 緊急照明燈,逃生指示燈 | 102.28
Y6N10E0001C0 | 緊急照明燈,逃生指示燈 | 225.01
Y6N10E0001D0 | 緊急照明燈,逃生指示燈 | 112.51
Y6N10E0001E0 | 緊急照明燈,逃生指示燈 | 245.46
Y6N10E0001F0 | 緊急照明燈,逃生指示燈 | 122.74
Y6N10E0001G0 | 緊急照明燈,逃生指示燈 | 265.92
Y6N10E0001H0 | 緊急照明燈,逃生指示燈 | 132.96
Y6N10E0002A0 | 警示燈 | 204.56
Y6N10E0002B0 | 警示燈 | 102.28
Y6N10E0002C0 | 警示燈 | 225.01
Y6N10E0002D0 | 警示燈 | 112.51
Y6N10E0002E0 | 警示燈 | 245.46
Y6N10E0002F0 | 警示燈 | 122.74
Y6N10E0002G0 | 警示燈 | 265.92
Y6N10E0002H0 | 警示燈 | 132.96
Y6N10E0003A0 | 航空燈裝於樓頂、廠房上 | 3451.87
Y6N10E0003B0 | 航空燈裝於樓頂、廠房上 | 1725.93
Y6N10E0003C0 | 航空燈裝於樓頂、廠房上 | 3797.05
Y6N10E0003D0 | 航空燈裝於樓頂、廠房上 | 1898.52
Y6N10E0003E0 | 航空燈裝於樓頂、廠房上 | 4142.23
Y6N10E0003F0 | 航空燈裝於樓頂、廠房上 | 2071.12
Y6N10E0003G0 | 航空燈裝於樓頂、廠房上 | 4487.43
Y6N10E0003H0 | 航空燈裝於樓頂、廠房上 | 2243.71
Y6N10E0004A0 | 航空燈裝於煙囪上 | 6903.73
Y6N10E0004B0 | 航空燈裝於煙囪上 | 3451.87
Y6N10E0004C0 | 航空燈裝於煙囪上 | 7594.1
Y6N10E0004D0 | 航空燈裝於煙囪上 | 3797.05
Y6N10E0004E0 | 航空燈裝於煙囪上 | 8284.48
Y6N10E0004F0 | 航空燈裝於煙囪上 | 4142.23
Y6N10E0004G0 | 航空燈裝於煙囪上 | 8974.85
Y6N10E0004H0 | 航空燈裝於煙囪上 | 4487.43
Y6N10E0005A0 | 避雷針裝於樓頂、廠房上 | 1363.7
Y6N10E0005B0 | 避雷針裝於樓頂、廠房上 | 681.85
Y6N10E0005C0 | 避雷針裝於樓頂、廠房上 | 1500.07
Y6N10E0005D0 | 避雷針裝於樓頂、廠房上 | 750.03
Y6N10E0005E0 | 避雷針裝於樓頂、廠房上 | 1636.44
Y6N10E0005F0 | 避雷針裝於樓頂、廠房上 | 818.22
Y6N10E0005G0 | 避雷針裝於樓頂、廠房上 | 1772.81
Y6N10E0005H0 | 避雷針裝於樓頂、廠房上 | 886.41
Y6N10E0006A0 | 避雷針裝於煙囪上 | 2727.4
Y6N10E0006B0 | 避雷針裝於煙囪上 | 1363.7
Y6N10E0006C0 | 避雷針裝於煙囪上 | 3000.14
Y6N10E0006D0 | 避雷針裝於煙囪上 | 1500.07
Y6N10E0006E0 | 避雷針裝於煙囪上 | 3272.88
Y6N10E0006F0 | 避雷針裝於煙囪上 | 1636.44
Y6N10E0006G0 | 避雷針裝於煙囪上 | 3545.62
Y6N10E0006H0 | 避雷針裝於煙囪上 | 1772.81
Y6N10E1001A0 | 接地棒3/4"*10' | 852.31
Y6N10E1001C0 | 接地棒3/4"*10' | 937.54
Y6N10E1001E0 | 接地棒3/4"*10' | 1022.77
Y6N10E1001G0 | 接地棒3/4"*10' | 1108.01
Y6N10E2001A0 | 磁礙子600V級以下 | 286.38
Y6N10E2001B0 | 磁礙子600V級以下 | 143.19
Y6N10E2002A0 | 磁礙子3.3KV~7.2KV級 | 408.43
Y6N10E2002B0 | 磁礙子3.3KV~7.2KV級 | 204.22
Y6N10E2003A0 | 磁礙子11KV~33KV級 | 597.64
Y6N10E2003B0 | 磁礙子11KV~33KV級 | 298.82
Y6N10E2004A0 | 絕緣礙子600V級以下 | 299.33
Y6N10E2004B0 | 絕緣礙子600V級以下 | 149.66
Y6N10E2005A0 | 絕緣礙子3.3KV~7.2KV級 | 366.83
Y6N10E2005B0 | 絕緣礙子3.3KV~7.2KV級 | 183.42
Y6N10E2006A0 | 絕緣礙子11KV~33KV級 | 571.73
Y6N10E2006B0 | 絕緣礙子11KV~33KV級 | 285.86
Y6N10E2007A0 | 交通號誌燈每組1~2PC(含支架) | 496.39
Y6N10E2007B0 | 交通號誌燈每組1~2PC(含支架) | 248.19
Y6N10E2008A0 | 交通號誌燈每組3~4PC(含支架) | 620.83
Y6N10E2008B0 | 交通號誌燈每組3~4PC(含支架) | 310.41
Y6N10E3001A0 | 全牙吊桿(含膨脹螺栓) | 88.3
Y6N10F0001A0 | 防火布包紮TRAY 9"~12" | 134.67
Y6N10F0001C0 | 防火布包紮TRAY 9"~12" | 148.13
Y6N10F0001E0 | 防火布包紮TRAY 9"~12" | 161.6
Y6N10F0001G0 | 防火布包紮TRAY 9"~12" | 175.06
Y6N10F0002A0 | 防火布包紮TRAY 18"~24" | 159.55
Y6N10F0002C0 | 防火布包紮TRAY 18"~24" | 175.51
Y6N10F0002E0 | 防火布包紮TRAY 18"~24" | 191.46
Y6N10F0002G0 | 防火布包紮TRAY 18"~24" | 207.42
Y6N10F1001A0 | 防火布包紮2"管及以下 | 48.08
Y6N10F1001C0 | 防火布包紮2"管及以下 | 52.87
Y6N10F1001E0 | 防火布包紮2"管及以下 | 57.68
Y6N10F1001G0 | 防火布包紮2"管及以下 | 62.49
Y6N10F1002A0 | 防火布包紮2 1/2"管及以上 | 77.73
Y6N10F1002C0 | 防火布包紮2 1/2"管及以上 | 85.5
Y6N10F1002E0 | 防火布包紮2 1/2"管及以上 | 93.28
Y6N10F1002G0 | 防火布包紮2 1/2"管及以上 | 101.05
Y6N10F1003A0 | 箱盤底板防塵處理 | 511.39
Y6N10F1003C0 | 箱盤底板防塵處理 | 562.52
Y6N10F1003E0 | 箱盤底板防塵處理 | 613.67
Y6N10F1003G0 | 箱盤底板防塵處理 | 664.8
Y6N10F1004A0 | 現場SENSOR防水處理 | 32.39
Y6N10F1004C0 | 現場SENSOR防水處理 | 35.63
Y6N10F1004E0 | 現場SENSOR防水處理 | 38.87
Y6N10F1004G0 | 現場SENSOR防水處理 | 42.11
Y6N10F2001A0 | 地下管路管口封水 1 1/2"及以下 | 163.64
Y6N10F2002A0 | 地下管路管口封水 2" | 177.28
Y6N10F2003A0 | 地下管路管口封水 2 1/2" | 190.92
Y6N10F2004A0 | 地下管路管口封水 3" | 204.56
Y6N10F2005A0 | 地下管路管口封水 3 1/2"~4" | 231.83
Y6N10F2006A0 | 地下管路管口封水 5" | 259.1
Y6N10I0001A0 | 輕量鐵件製作(含除鏽及油漆)(含搬運) | 69.2
Y6N10I1001A0 | 熱浸鍍鋅輕量鐵件製作(含除鏽及油漆)(含搬運) | 35.12
Y6N10I1002A0 | 輕量鐵件安裝及補漆 (含熱浸鍍鋅鐵件)(含監火) | 40.92
Y6N10I1002B0 | 輕量鐵件安裝及補漆 (含熱浸鍍鋅鐵件)(含監火) | 20.46
Y6N10I1002C0 | 輕量鐵件安裝及補漆 (含熱浸鍍鋅鐵件)(含監火) | 45.01
Y6N10I1002D0 | 輕量鐵件安裝及補漆 (含熱浸鍍鋅鐵件)(含監火) | 22.5
Y6N10I1002E0 | 輕量鐵件安裝及補漆 (含熱浸鍍鋅鐵件)(含監火) | 49.09
Y6N10I1002F0 | 輕量鐵件安裝及補漆 (含熱浸鍍鋅鐵件)(含監火) | 24.55
Y6N10I1002G0 | 輕量鐵件安裝及補漆 (含熱浸鍍鋅鐵件)(含監火) | 53.18
Y6N10I1002H0 | 輕量鐵件安裝及補漆 (含熱浸鍍鋅鐵件)(含監火) | 26.59
Y6N10JA001A0 | PVC電線 600V 60D 1.2mm*1/C | 6.69
Y6N10JA002A0 | PVC電線 600V 60D 1.6 mm*1/C | 11.06
Y6N10JA003A0 | PVC電線 600V 60D 2.0 mm*1/C | 16.95
Y6N10JA004A0 | PVC電線 600V 60D 1.25mm2*1/C | 8.03
Y6N10JA005A0 | PVC電線 600V 60D 2.0 mm2*1/C | 12.07
Y6N10JA006A0 | PVC扁平花線 600V 60D 1.25mm2*2/C | 18.78
Y6N10JA007A0 | PVC扁平線 600V 60D 1.6mm*2/C | 25.79
Y6N10JA008A0 | PVC扁平線 600V 60D 2.0mm*2/C | 35.01
Y6N10JA009A0 | PVC綠色接地電線 600V 60D 3.5mm2*1/C（含其他顏色） | 19.9
Y6N10JA010A0 | PVC綠色接地電線 600V 60D 5.5mm2*1/C（含其他顏色） | 30.57
Y6N10JA011A0 | PVC綠色接地電線 600V 60D 8 mm2*1/C（含其他顏色） | 45.68
Y6N10JA012A0 | PVC綠色接地電線 600V 60D 14 mm2*1/C（含其他顏色） | 77.35
Y6N10JA013A0 | PVC綠色接地電線 600V 60D 22 mm2*1/C（含其他顏色） | 119.36
Y6N10JA014A0 | PVC綠色接地電線 600V 60D 38 mm2*1/C（含其他顏色） | 199.27
Y6N10JA015A0 | PVC綠色接地電線 600V 60D 60 mm2*1/C（含其他顏色） | 315.08
Y6N10JA016A0 | PVC綠色接地電線 600V 60D 100 mm2*1/C（含其他顏色） | 522.68
Y6N10JB001A0 | R型端子 1.25 mm2 | 1.05
Y6N10JB002A0 | R型端子 2 mm2 | 1.05
Y6N10JB003A0 | R型端子 3.5 mm2 | 1.63
Y6N10JB004A0 | R型端子 5.5 mm2 | 1.87
Y6N10JB005A0 | R型端子 8 mm2 | 3.68
Y6N10JB006A0 | R型端子 14 mm2 | 5.77
Y6N10JB007A0 | R型端子 22 mm2 | 7.88
Y6N10JB008A0 | 無縫銅管壓接端子CLOSE-TYPE 38SQ.mm-6mm 厚度:1.5mm | 14
Y6N10JB009A0 | 無縫銅管壓接端子CLOSE-TYPE 38SQ.mm-8mm 厚度:1.5mm | 14
Y6N10JB010A0 | 無縫銅管壓接端子CLOSE-TYPE 38SQ.mm-10mm 厚度:1.5mm | 14
Y6N10JB011A0 | 無縫銅管壓接端子CLOSE-TYPE 38SQ.mm-12mm 厚度:1.5mm | 14
Y6N10JB012A0 | 無縫銅管壓接端子CLOSE-TYPE 38SQ.mm-14mm 厚度:1.5mm | 18.78
Y6N10JB013A0 | 無縫銅管壓接端子CLOSE-TYPE 60SQ.mm-6mm 厚度:1.5mm | 25.04
Y6N10JB014A0 | 無縫銅管壓接端子CLOSE-TYPE 60SQ.mm-8mm 厚度:1.5mm | 25.04
Y6N10JB015A0 | 無縫銅管壓接端子CLOSE-TYPE 60SQ.mm-10mm 厚度:1.5mm | 25.04
Y6N10JB016A0 | 無縫銅管壓接端子CLOSE-TYPE 60SQ.mm-12mm 厚度:1.5mm | 24.5
Y6N10JB017A0 | 無縫銅管壓接端子CLOSE-TYPE 60SQ.mm-14mm 厚度:1.5mm | 30.3
Y6N10JB018A0 | 無縫銅管壓接端子CLOSE-TYPE 100SQ.mm-6mm 厚度:1.5mm | 53.79
Y6N10JB019A0 | 無縫銅管壓接端子CLOSE-TYPE 100SQ.mm-8mm 厚度:1.5mm | 53.79
Y6N10JB020A0 | 無縫銅管壓接端子CLOSE-TYPE 100SQ.mm-10mm 厚度:1.5mm | 53.79
Y6N10JB021A0 | 無縫銅管壓接端子CLOSE-TYPE 100SQ.mm-12mm 厚度:1.5mm | 53.79
Y6N10JB022A0 | 無縫銅管壓接端子CLOSE-TYPE 100SQ.mm-14mm 厚度:1.5mm | 53.79
Y6N10JB023A0 | 無縫銅管壓接端子CLOSE-TYPE 150SQ.mm-6mm 厚度:1.5mm | 92.91
Y6N10JB024A0 | 無縫銅管壓接端子CLOSE-TYPE 150SQ.mm-8mm 厚度:1.5mm | 92.91
Y6N10JB025A0 | 無縫銅管壓接端子CLOSE-TYPE 150SQ.mm-10mm 厚度:1.5mm | 92.91
Y6N10JB026A0 | 無縫銅管壓接端子CLOSE-TYPE 150SQ.mm-12mm 厚度:1.5mm | 92.91
Y6N10JB027A0 | 無縫銅管壓接端子CLOSE-TYPE 150SQ.mm-14mm 厚度:1.5mm | 92.91
Y6N10JB028A0 | 無縫銅管壓接端子CLOSE-TYPE 200SQ.mm-6mm 厚度:1.5mm | 116.47
Y6N10JB029A0 | 無縫銅管壓接端子CLOSE-TYPE 200SQ.mm-8mm 厚度:1.5mm | 116.47
Y6N10JB030A0 | 無縫銅管壓接端子CLOSE-TYPE 200SQ.mm-10mm 厚度:1.5mm | 116.47
Y6N10JB031A0 | 無縫銅管壓接端子CLOSE-TYPE 200SQ.mm-12mm 厚度:1.5mm | 116.47
Y6N10JB032A0 | 無縫銅管壓接端子CLOSE-TYPE 200SQ.mm-14mm 厚度:1.5mm | 116.47
Y6N10JB033A0 | 無縫銅管壓接端子CLOSE-TYPE 250SQ.mm-6mm 厚度:1.5mm | 175.04
Y6N10JB034A0 | 無縫銅管壓接端子CLOSE-TYPE 250SQ.mm-8mm 厚度:1.5mm | 175.04
Y6N10JB035A0 | 無縫銅管壓接端子CLOSE-TYPE 250SQ.mm-10mm 厚度:1.5mm | 175.04
Y6N10JB036A0 | 無縫銅管壓接端子CLOSE-TYPE 250SQ.mm-12mm 厚度:1.5mm | 175.04
Y6N10JB037A0 | 無縫銅管壓接端子CLOSE-TYPE 250SQ.mm-14mm 厚度:1.5mm | 175.04
Y6N10JB038A0 | 無縫銅管壓接端子CLOSE-TYPE 325SQ.mm-6mm 厚度:1.5mm | 245.05
Y6N10JB039A0 | 無縫銅管壓接端子CLOSE-TYPE 325SQ.mm-8mm 厚度:1.5mm | 245.05
Y6N10JB040A0 | 無縫銅管壓接端子CLOSE-TYPE 325SQ.mm-10mm 厚度:1.5mm | 245.05
Y6N10JB041A0 | 無縫銅管壓接端子CLOSE-TYPE 325SQ.mm-12mm 厚度:1.5mm | 245.05
Y6N10JB042A0 | 無縫銅管壓接端子CLOSE-TYPE 325SQ.mm-14mm 厚度:1.5mm | 245.05
Y6N10JB043A0 | 無縫銅管壓接端子CLOSE-TYPE 400SQ.mm-6mm 厚度:1.5mm | 466.55
Y6N10JB044A0 | 無縫銅管壓接端子CLOSE-TYPE 400SQ.mm-8mm 厚度:1.5mm | 466.55
Y6N10JB045A0 | 無縫銅管壓接端子CLOSE-TYPE 400SQ.mm-10mm 厚度:1.5mm | 466.55
Y6N10JB046A0 | 無縫銅管壓接端子CLOSE-TYPE 400SQ.mm-12mm 厚度:1.5mm | 466.55
Y6N10JB047A0 | 無縫銅管壓接端子CLOSE-TYPE 400SQ.mm-14mm 厚度:1.5mm | 466.55
Y6N10JB048A0 | BUTT CONNECTOR200平方 | 182.45
Y6N10JB049A0 | 電纜標示標籤（含標誌套管、標誌靶及鎖式紮線帶) | 9.76
Y6N10JB050A0 | C型分歧壓接頭BRASS 125SQ.MM~60SQ.MM | 116.47
Y6N10JB051A0 | 熱縮型高壓電纜頭5KV 50SQ.MM RAYCHEM HVT-80-J 含端子 | 1632.93
Y6N10JB052A0 | 熱縮型高壓電纜頭5KV 120SQ.MM RAYCHEM HVT-81-J 含端子 | 1866.21
Y6N10JB053A0 | 熱縮型高壓電纜頭5KV 240SQ.MM RAYCHEM HVT-82-J 含端子 | 2139.88
Y6N10JB054A0 | 熱縮型高壓電纜頭15KV 60SQ.MM RAYCHEM HVT-151-G 含端子 | 1982.68
Y6N10JB055A0 | 熱縮型高壓電纜頭15KV 185SQ.MM RAYCHEM HVT-152-G 含端子 | 2215.95
Y6N10JB056A0 | 熱縮型高壓電纜頭15KV 240SQ.MM RAYCHEM HVT-153-G 含端子 | 2682.5
Y6N10JB057A0 | 熱縮型中間電纜接頭5KV 50SQ.MM RAYCHEM HVS-821S 含接續端子 | 3848.88
Y6N10JB058A0 | 熱縮型中間電纜接頭5KV 120SQ.MM RAYCHEM HVS-822S 含接續端子 | 4315.44
Y6N10JB059A0 | 熱縮型中間電纜接頭5KV 240SQ.MM RAYCHEM HVS-823S 含接續端子 | 4918.99
Y6N10JB060A0 | 熱縮型中間電纜接頭15KV 185SQ.MM RAYCHEM HVS-1522S 含接續端子 | 7581.3
Y6N10JB061A0 | 熱縮型中間電纜接頭15KV 240SQ.MM RAYCHEM HVS-1523S 含接續端子 | 9097.77
Y6N10JC001A0 | 色套325MM 色套(紅.白.藍) | 23.84
Y6N10JC002A0 | 色套400MM 色套(紅/白/藍) | 29.12
Y6N10JC003A0 | 長型壓接套管 38mm2 - L32mm | 12.89
Y6N10JC004A0 | 長型壓接套管 60mm2 - L36mm | 17.42
Y6N10JC005A0 | 長型壓接套管 100mm2 - L38mm | 40.65
Y6N10JC006A0 | 長型壓接套管 150mm2 - L54mm | 73.16
Y6N10JC007A0 | 長型壓接套管 200mm2 - L63mm | 140.04
Y6N10JC008A0 | 長型壓接套管 250mm2 - L63mm | 150.98
Y6N10JC009A0 | 長型壓接套管 325mm2 - L72mm | 209.05
Y6N10JC010A0 | 熱收縮套管W3F2-3/16 含膠型 (廠牌:SUMITUBE) 1.22M/PC | 81.3
Y6N10JC011A0 | 熱收縮套管W3F2-1/4 含膠型 (廠牌:SUMITUBE) 1.22M/PC | 151.48
Y6N10JC012A0 | 熱收縮套管SCM-04 含膠型 (廠牌:SUMITUBE) 1.22M/PC | 176.73
Y6N10JC013A0 | 熱收縮套管SCM-07 含膠型 (廠牌:SUMITUBE) 1.22M/PC | 201.98
Y6N10JC014A0 | 熱收縮套管SCM-11 含膠型 (廠牌:SUMITUBE) 1.22M/PC | 235.31
Y6N10JC015A0 | 熱收縮套管SCM-13 含膠型 (廠牌:SUMITUBE) 1.22M/PC | 277.72
Y6N10JC016A0 | 熱收縮套管SCM-15 含膠型 (廠牌:SUMITUBE) 1.22M/PC | 326.52
Y6N10JC017A0 | 熱收縮套管SCM-17 含膠型 (廠牌:SUMITUBE) 1.22M/PC | 394.87
Y6N10JC018A0 | 熱收縮套管SCM-20 含膠型 (廠牌:SUMITUBE) 1.22M/PC | 454.25
Y6N10JC019A0 | 熱收縮套管SCM-27 含膠型 (廠牌:SUMITUBE) 1.22M/PC | 583.02
Y6N10JC020A0 | 熱收縮套管SCM-35 含膠型 (廠牌:SUMITUBE) 1.22M/PC | 638.76
Y6N10JC021A0 | 熱收縮套管SCM-50 含膠型 (廠牌:SUMITUBE) 1.22M/PC | 1749.07
Y6N10JC022A0 | 矽質蠟管1.5MM綠色 1M/PC (廠牌:慶豐) | 5.89
Y6N10JC023A0 | 耐熱矽臘纖維套管 20mm 耐溫：180度 | 116.14
Y6N10JC024A0 | 耐熱矽臘纖維套管 30mm 耐溫：180度 | 244.69
Y6N10JC025A0 | 高壓熱縮套管 G.APEX HB2-180 1M | 769.65
Y6N10JD001A0 | 鍍鋅等邊角型鋼A36(SS400) 65×65×6MM 6M/PC | 2720.09
Y6N10JD002A0 | 鍍鋅單面有孔角鐵40X40X4MM 3M/PC | 514.48
Y6N10JD003A0 | 不銹鋼角型鋼 SUS304 40X40X3.2MM (橢圓單邊孔) 3M/PC | 1154.88
Y6N10JD004A0 | 不銹鋼角型鋼 SUS304 40X40X5MM (橢圓單邊孔) 3M/PC | 1459.52
Y6N10JD005A0 | 不銹鋼角型鋼 SUS304 50X50X6MM (橢圓單邊孔) 3M/PC | 2335.09
Y6N10JD006A0 | 不銹鋼角型鋼SUS304 50X50X5MM 6M/PC | 3163.34
Y6N10JD007A0 | 不銹鋼角型鋼SUS304 65X65X6MM (橢圓單邊孔) 3M/PC | 3926.6
Y6N10JD008A0 | 萬能角鋼40*40*4T SUS304 3M/PC | 945.17
Y6N10JE001A0 | 塑膠硬質管(一端擴口) 3/4"X3MMX4M | 110.4
Y6N10JE002A0 | PVC管 (厚管) 3/8" 4米/支 | 54.53
Y6N10JE003A0 | PVC管 (厚管) 1/2" 4米/支 | 111.09
Y6N10JE004A0 | PVC管 (厚管) 3/4" 4米/支 | 127.57
Y6N10JE005A0 | PVC管 (厚管) 1" 4米/支 | 154.16
Y6N10JE006A0 | PVC管 (厚管) 1 1/4 " 4米/支 | 222.18
Y6N10JE007A0 | PVC管 (厚管) 1 1/2 " 4米/支 | 257.52
Y6N10JE008A0 | PVC管 (厚管) 2 " 4米/支 | 409.01
Y6N10JE009A0 | PVC管 (厚管) 2 1/2 " 4米/支 | 531.15
Y6N10JE010A0 | PVC管 (厚管) 3 " 4米/支 | 650.37
Y6N10JE011A0 | PVC管 (厚管) 3 1/2 " 4米/支 | 1215.67
Y6N10JE012A0 | PVC管 (厚管) 4 " 4米/支 | 1853.63
Y6N10JE013A0 | PVC管 (厚管) 5 " 4米/支 | 2159.93
Y6N10JF001A0 | 不銹鋼管SUS304 3/4" 6M/PC 厚度:1mm | 1203.8
Y6N10JF002A0 | 不銹鋼管SUS304 1" 6M/PC 厚度:1mm | 1561.3
Y6N10JF003A0 | 不銹鋼管SUS304 1-1/2" 6M/PC 厚度:1mm | 2270.25
Y6N10JG001A0 | PVC材質管塞頭(管帽) 3/4" | 7
Y6N10JG002A0 | PVC材質管塞頭(管帽) 1 " | 11
Y6N10JG003A0 | PVC材質管塞頭(管帽) 1-1/2" | 19.86
Y6N10JG004A0 | PVC材質管塞頭(管帽) 2 " | 34.85
Y6N10JG005A0 | PVC材質管塞頭(管帽) 2-1/2" | 69.68
Y6N10JG006A0 | PVC材質管塞頭(管帽) 3 " | 86.17
Y6N10JG007A0 | PVC材質管塞頭(管帽) 3-1/2" | 161.31
Y6N10JG008A0 | PVC材質管塞頭(管帽) 4 " | 196.93
Y6N10JG009A0 | PVC材質管塞頭(管帽) 5 " | 268.3
Y6N10JG010A0 | PVC管90D大彎頭 2 " | 64.12
Y6N10JG011A0 | PVC管90D大彎頭 2-1/2" | 108.53
Y6N10JG012A0 | PVC管90D大彎頭 3 " | 139.7
Y6N10JG013A0 | PVC管90D大彎頭 3-1/2" | 286.64
Y6N10JG014A0 | PVC管90D大彎頭 4 " | 313.07
Y6N10JG015A0 | PVC管90D大彎頭 5 " | 575.94
Y6N10JG016A0 | PVC管45D大彎頭 2 " | 63.87
Y6N10JG017A0 | PVC管45D大彎頭 2-1/2" | 108.94
Y6N10JG018A0 | PVC管45D大彎頭 3 " | 137.04
Y6N10JG019A0 | PVC管45D大彎頭 3-1/2" | 266.24
Y6N10JG020A0 | PVC管45D大彎頭 4 " | 450.95
Y6N10JG021A0 | PVC管45D大彎頭 5 " | 573.94
Y6N10JG022A0 | PVC管喇叭口(母) 2 " | 15.15
Y6N10JG023A0 | PVC管喇叭口(母) 2-1/2" | 21.72
Y6N10JG024A0 | PVC管喇叭口(母) 3 " | 30.1
Y6N10JG025A0 | PVC管喇叭口(母) 3-1/2" | 34.5
Y6N10JG026A0 | PVC管喇叭口(母) 4 " | 41.51
Y6N10JG027A0 | PVC管喇叭口(母) 5 " | 56.05
Y6N10JG028A0 | 軟管 1/2" | 22.08
Y6N10JG029A0 | 軟管 3/4" | 30.97
Y6N10JG030A0 | 軟管 1" | 42.28
Y6N10JG031A0 | 軟管 1 1/2" | 79.24
Y6N10JG032A0 | 軟管 2" | 116.75
Y6N10JG033A0 | 軟管 2 1/2" | 249.69
Y6N10JG034A0 | 軟管 3" | 331.76
Y6N10JG035A0 | 軟管 4" | 500.23
Y6N10JG036A0 | 金屬軟管尾端鐵製護套 1/2" | 7.3
Y6N10JG037A0 | 金屬軟管尾端鐵製護套 3/4" | 8.5
Y6N10JG038A0 | 金屬軟管尾端鐵製護套 1" | 9.29
Y6N10JG039A0 | 金屬軟管尾端鐵製護套 1 1/2" | 19.39
Y6N10JG040A0 | 金屬軟管尾端鐵製護套 2" | 33.26
Y6N10JG041A0 | 金屬軟管尾端鐵製護套 2 1/2" | 54.19
Y6N10JG042A0 | 金屬軟管尾端鐵製護套 3" | 63.82
Y6N10JG043A0 | 金屬軟管尾端鐵製護套 4" | 90.08
Y6N10JG044A0 | 軟管接頭(盒接頭或由任接頭)1/2" | 20.3
Y6N10JG045A0 | 軟管接頭(盒接頭或由任接頭)3/4" | 27.57
Y6N10JG046A0 | 軟管接頭(盒接頭或由任接頭) 1" | 38.48
Y6N10JG047A0 | 軟管接頭(盒接頭或由任接頭) 1 1/2" | 88.16
Y6N10JG048A0 | 軟管接頭(盒接頭或由任接頭) 2" | 119.37
Y6N10JG049A0 | 軟管接頭(盒接頭或由任接頭) 2 1/2" | 243.89
Y6N10JG050A0 | 軟管接頭(盒接頭或由任接頭) 3" | 314.08
Y6N10JG051A0 | 軟管接頭(盒接頭或由任接頭) 4" | 513.33
Y6N10JG052A0 | EMT管(含管配件) E19 | 42.72
Y6N10JG053A0 | EMT管(含管配件) E25 | 56.75
Y6N10JG054A0 | EMT管(含管配件) E31 | 83.21
Y6N10JG055A0 | EMT管(含管配件) E39 | 104.53
Y6N10JG056A0 | EMT管(含管配件) E51 | 141.49
Y6N10JG057A0 | EMT管(含管配件) E63 | 203.05
Y6N10JG058A0 | EMT管(含管配件) E75 | 325.86
Y6N10JG059A0 | EMT管大彎頭 E19 | 29.29
Y6N10JG060A0 | EMT管大彎頭 E25 | 31.31
Y6N10JG061A0 | EMT管大彎頭 E31 | 45.65
Y6N10JG062A0 | EMT管大彎頭 E39 | 60.69
Y6N10JG063A0 | EMT管大彎頭 E51 | 93.01
Y6N10JG064A0 | EMT管大彎頭 E63 | 169.76
Y6N10JG065A0 | EMT管大彎頭 E75 | 244.39
Y6N10JG066A0 | 單孔管卡3/4'' | 14
Y6N10JG067A0 | 單孔管卡1'' | 21.01
Y6N10JG068A0 | 單孔管卡1-1/2'' | 39.49
Y6N10JG069A0 | 單孔管卡2'' | 55.74
Y6N10JG070A0 | 單孔管卡2-1/2'' | 77.86
Y6N10JG071A0 | 單孔管卡3'' | 104.53
Y6N10JG072A0 | 單孔管卡4'' | 223.19
Y6N10JG073A0 | 防水金屬盒接頭(90度彎)3/4" | 68.82
Y6N10JG074A0 | 防水金屬盒接頭(90度彎)1" | 94.66
Y6N10JG075A0 | 防水金屬盒接頭(90度彎)1-1/2" | 151.14
Y6N10JG076A0 | 防水金屬盒接頭(90度彎)2" | 243.89
Y6N10JG077A0 | 防水金屬盒接頭(90度彎)2-1/2" | 569.08
Y6N10JG078A0 | 防水金屬盒接頭(90度彎)3" | 811.33
Y6N10JG079A0 | 防水金屬盒接頭(90度彎)4" | 1156.33
Y6N10JG080A0 | 白鐵 U型管夾 3/8'' (含大於5/16"之法蘭NUT*2) | 19.39
Y6N10JG081A0 | 白鐵 U型管夾 3/4'' (含大於5/16"之法蘭NUT*2) | 20.87
Y6N10JG082A0 | 白鐵 U型管夾 1'' (含大於5/16"之法蘭NUT*2) | 22.96
Y6N10JG083A0 | 白鐵 U型管夾 1-1/2'' (含大於5/16"之法蘭NUT*2) | 24.91
Y6N10JG084A0 | 白鐵 U型管夾 2'' (含大於5/16"之法蘭NUT*2) | 27.47
Y6N10JG085A0 | 白鐵 U型管夾 2-1/2'' (含大於5/16"之法蘭NUT*2) | 35.65
Y6N10JG086A0 | 白鐵 U型管夾 3'' (含大於5/16"之法蘭NUT*2) | 39.9
Y6N10JG087A0 | 白鐵 U型管夾 4'' (含大於5/16"之法蘭NUT*2) | 45.65
Y6N10JG088A0 | 白鐵 U型管夾 3/8'' (含大於5/16"之華司與螺母兩組) | 20.71
Y6N10JG089A0 | 白鐵 U型管夾 3/4'' (含大於5/16"之華司與螺母兩組) | 22.83
Y6N10JG090A0 | 白鐵 U型管夾 1'' (含大於5/16"之華司與螺母兩組) | 24.85
Y6N10JG091A0 | 白鐵 U型管夾 1-1/2'' (含大於5/16"之華司與螺母兩組) | 31.82
Y6N10JG092A0 | 白鐵 U型管夾 2'' (含大於5/16"之華司與螺母兩組) | 38.31
Y6N10JG093A0 | 白鐵 U型管夾 2-1/2'' (含大於5/16"之華司與螺母兩組) | 50.96
Y6N10JG094A0 | 白鐵 U型管夾 3'' (含大於5/16"之華司與螺母兩組) | 58.77
Y6N10JG095A0 | 白鐵 U型管夾 4'' (含大於5/16"之華司與螺母兩組) | 78.97
Y6N10JG096A0 | 電鍍鋅 U型管夾 3/8'' (含大於5/16"之法蘭NUT*2) | 9.19
Y6N10JG097A0 | 電鍍鋅 U型管夾 3/4'' (含大於5/16"之法蘭NUT*2) | 9.83
Y6N10JG098A0 | 電鍍鋅 U型管夾 1'' (含大於5/16"之法蘭NUT*2) | 11.04
Y6N10JG099A0 | 電鍍鋅 U型管夾 1-1/2'' (含大於5/16"之法蘭NUT*2) | 12.22
Y6N10JG100A0 | 電鍍鋅 U型管夾 2'' (含大於5/16"之法蘭NUT*2) | 13.87
Y6N10JG101A0 | 電鍍鋅 U型管夾 2-1/2'' (含大於5/16"之法蘭NUT*2) | 15.89
Y6N10JG102A0 | 電鍍鋅 U型管夾 3'' (含大於5/16"之法蘭NUT*2) | 17.91
Y6N10JG103A0 | 電鍍鋅 U型管夾 4'' (含大於5/16"之法蘭NUT*2) | 19.39
Y6N10JG104A0 | 電鍍鋅 U型管夾 3/8'' (含大於5/16"之華司與螺母兩組) | 9.83
Y6N10JG105A0 | 電鍍鋅 U型管夾 3/4'' (含大於5/16"之華司與螺母兩組) | 11.62
Y6N10JG106A0 | 電鍍鋅 U型管夾 1'' (含大於5/16"之華司與螺母兩組) | 12.22
Y6N10JG107A0 | 電鍍鋅 U型管夾 1-1/2'' (含大於5/16"之華司與螺母兩組) | 13.33
Y6N10JG108A0 | 電鍍鋅 U型管夾 2'' (含大於5/16"之華司與螺母兩組) | 15.25
Y6N10JG109A0 | 電鍍鋅 U型管夾 2-1/2'' (含大於5/16"之華司與螺母兩組) | 20.71
Y6N10JG110A0 | 電鍍鋅 U型管夾 3'' (含大於5/16"之華司與螺母兩組) | 24.34
Y6N10JG111A0 | 電鍍鋅 U型管夾 4'' (含大於5/16"之華司與螺母兩組) | 30.5
Y6N10JG112A0 | BUSHING1-1/2"BUSHING 鋁質熱浸鍍鋅 | 73.22
Y6N10JG113A0 | 鍍鋅六角螺絲BOLT /NUT/WASHERX2/SPRING WASHER M-16 5/8"X2" | 30.81
Y6N10JG114A0 | 鍍鋅六角螺絲BOLT /NUT*1/SPRING WASHER*1/WASHER*2) 5/8"X2-1/2" | 36.56
Y6N10JG115A0 | 鍍鋅六角螺絲BOLT /NUT/WASHERX2/SPRING WASHER M-13 1/2"X2" | 22.73
Y6N10JG116A0 | REDUCE大小頭REDUCE 1-1/2"(外牙)變3/4"(內牙) | 81.46
Y6N10JG117A0 | REDUCE大小頭REDUCE 3/4(外牙)"變3/8"(內牙) | 40.65
Y6N10JG118A0 | ADAPTERADAPTER 1/2"(外牙)變3/4"(內牙) | 52.26
Y6N10JG119A0 | 鍍鋅管大灣頭 1 1/2"(含兩側接頭) | 405.64
Y6N10JG120A0 | 鍍鋅管大灣頭 2"(含兩側接頭) | 588.76
Y6N10JG121A0 | 鍍鋅管大灣頭 2 1/2"(含兩側接頭) | 1114.93
Y6N10JG122A0 | 鍍鋅管大灣頭 3"(含兩側接頭) | 1424.85
Y6N10JG123A0 | 鍍鋅管大灣頭 4"(含兩側接頭) | 2125.83
Y6N10JG124A0 | 鑄鐵穿線匣(含LB、LL、LR、C、T、X型) 3/4" | 258.19
Y6N10JG125A0 | 鑄鐵穿線匣(含LB、LL、LR、C、T、X型) 1" | 296.12
Y6N10JG126A0 | 鑄鐵穿線匣(含LB、LL、LR、C、T、X型) 1 1/2" | 794.64
Y6N10JG127A0 | 鑄鐵穿線匣(含LB、LL、LR、C、T、X型) 2" | 1273.48
Y6N10JG128A0 | 鑄鐵穿線匣(含LB、LL、LR、C、T、X型) 2 1/2" | 1916.28
Y6N10JG129A0 | 鑄鐵穿線匣(含LB、LL、LR、C、T、X型) 3" | 2948.9
Y6N10JG130A0 | 鑄鐵穿線匣(含LB、LL、LR、C、T、X型) 4" | 4877.8
Y6N10JG131A0 | U型管夾(U型鋼用) 1/2" | 10.45
Y6N10JG132A0 | U型管夾(U型鋼用) 3/4" | 11.11
Y6N10JG133A0 | U型管夾(U型鋼用) 1" | 11.62
Y6N10JG134A0 | U型管夾(U型鋼用) 1 1/2" | 14.34
Y6N10JG135A0 | U型管夾(U型鋼用) 2" | 21.72
Y6N10JG136A0 | U型管夾(U型鋼用) 2 1/2" | 26.46
Y6N10JG137A0 | U型管夾(U型鋼用) 3" | 31.61
Y6N10JG138A0 | U型管夾(U型鋼用) 4" | 38.89
Y6N10JG139A0 | 硬質漿導管16mm (CD管) | 8.18
Y6N10JG140A0 | 硬質漿導管22mm (CD管) | 12.99
Y6N10JG141A0 | 硬質漿導管28mm (CD管) | 21.14
Y6N10JG142A0 | 硬質漿導管36mm (CD管) | 41.61
Y6N10JG143A0 | 硬質漿導管42mm (CD管) | 45.75
Y6N10JG144A0 | 硬質漿導管54mm (CD管) | 54.13
Y6N10JG145A0 | PVC護管套3/4"BUSHING | 21.01
Y6N10JG146A0 | PVC護管套1"BUSHING | 27.5
Y6N10JG147A0 | PVC護管套1-1/2"BUSHING | 40.65
Y6N10JG148A0 | PVC護管套2"BUSHING | 58.23
Y6N10JG149A0 | PVC護管套2-1/2"BUSHING | 80.99
Y6N10JG150A0 | PVC護管套3"BUSHING | 104.53
Y6N10JG151A0 | PVC護管套4"BUSHING | 139.37
Y6N10JG152A0 | SUS304防水軟管2-1/2" | 912.6
Y6N10JG153A0 | SUS304防水軟管盒接頭2-1/2"(外牙) | 2443.57
Y6N10JG154A0 | SUS304防水軟管管接頭2-1/2"(內牙) | 2443.57
Y6N10JG155A0 | SUS304防水軟管1-1/2" | 371.64
Y6N10JG156A0 | SUS304防水軟管盒接頭1-1/2"(外牙) | 668.55
Y6N10JG157A0 | SUS304防水軟管管接頭1-1/2"(內牙) | 668.55
Y6N10JG158A0 | SUS304防水軟管3/4" | 116.14
Y6N10JG159A0 | SUS304防水軟管盒接頭3/4"(外牙) | 176.73
Y6N10JG160A0 | SUS304防水軟管管接頭3/4"(內牙) | 176.73
Y6N10JG161A0 | U型螺絲3/8"牙*2-1/2" SUS304 | 37.23
Y6N10JG162A0 | U型螺絲3/8"牙*1-1/2" SUS304 | 29.12
Y6N10JG163A0 | 法蘭NUT3/8"SUS304 | 6.06
Y6N10JG164A0 | 不銹鋼Ｕ型螺栓(U-BOLT) 附螺帽&墊片 SS304 2" ROD 7MM 50PC/BG | 34.54
Y6N10JG165A0 | 不銹鋼Ｕ型螺栓(U-BOLT) 附螺帽&墊片 SS304 1" ROD 7MM 50PC/BG | 24.54
Y6N10JG166A0 | SS304不銹鋼(歐姆型)管夾 1/2" | 3.48
Y6N10JG167A0 | SS304不銹鋼(歐姆型)管夾 3/4" | 4.78
Y6N10JG168A0 | 不銹鋼 SUS304 六角螺絲BOLT /NUT/WASHERX2/SPRING WASHER M-16 5/8"X2" | 37.3
Y6N10JG169A0 | 不銹鋼 SUS304 六角螺絲BOLT /NUT*1/SPRING WASHER*1/WASHER*2) 5/8"X2-1/2" | 41.61
Y6N10JG170A0 | 不銹鋼 SUS304 六角螺絲BOLT /NUT/WASHERX2/SPRING WASHER M-13 1/2"X2" | 24.85
Y6N10JG171A0 | 不銹鋼 SUS304 U型管夾(U型鋼用) 1/2" | 21.01
Y6N10JG172A0 | 不銹鋼 SUS304 U型管夾(U型鋼用) 3/4" | 21.01
Y6N10JG173A0 | 不銹鋼 SUS304 U型管夾(U型鋼用) 1" | 23.23
Y6N10JG174A0 | 不銹鋼 SUS304 U型管夾(U型鋼用) 1 1/2" | 31.36
Y6N10JG175A0 | 不銹鋼 SUS304 U型管夾(U型鋼用) 2" | 42.37
Y6N10JG176A0 | 不銹鋼 SUS304 U型管夾(U型鋼用) 2 1/2" | 50.4
Y6N10JG177A0 | 不銹鋼 SUS304 U型管夾(U型鋼用) 3" | 57.32
Y6N10JG178A0 | 不銹鋼 SUS304 U型管夾(U型鋼用) 4" | 73.66
Y6N10JG179A0 | 直角管卡 RA型 1/2" | 30.23
Y6N10JG180A0 | 直角管卡 RA型 3/4" | 40.65
Y6N10JG181A0 | 直角管卡 RA型 1" | 44.14
Y6N10JG182A0 | 直角管卡 RA型 1-1/2" | 67.36
Y6N10JG183A0 | 直角管卡 RA型 2" | 81.3
Y6N10JG184A0 | 直角管卡 RA型 2-1/2" | 113.82
Y6N10JG185A0 | 直角管卡 RA型 3" | 127.76
Y6N10JG186A0 | 直角管卡 RA型 4" | 197.44
Y6N10JG187A0 | 平行管卡 PRA型 1/2" | 64.12
Y6N10JG188A0 | 平行管卡 PRA型 3/4" | 69.68
Y6N10JG189A0 | 平行管卡 PRA型 1" | 81.3
Y6N10JG190A0 | 平行管卡 PRA型 1-1/2" | 106.04
Y6N10JG191A0 | 平行管卡 PRA型 2" | 139.7
Y6N10JG192A0 | 平行管卡 PRA型 2-1/2" | 185.82
Y6N10JG193A0 | 平行管卡 PRA型 3" | 336.3
Y6N10JG194A0 | 平行管卡 PRA型 4" | 658.45
Y6N10JH001A0 | 日光燈配線槽門型吊架 適用75W*50Hmm | 139.37
Y6N10JH002A0 | 鋁日光燈配線槽連接片 適用75W*50Hmm | 65.64
Y6N10JH003A0 | 日光燈配線槽馬車螺絲組 5/16"*3/4"L SUS304 | 8.38
Y6N10JH005A0 | 地面型電話/網路配線槽 全冠 TD-4-W 1M/PC (白色) | 34
Y6N10JH006A0 | 地面型電話/網路配線槽 全冠 TD-4-M 1M/PC (乳白色) | 33.84
Y6N10JH007A0 | 密封式絕緣配線槽 全冠 2525C-W 25X25 2M/PC (白色) | 96.14
Y6N10JH008A0 | 密封式絕緣配線槽 全冠 2525C-M 25X25 2M/PC (乳白色) | 96.41
Y6N10JH009A0 | 密封式絕緣配線槽 全冠 5025C-W 50X25 2M/PC (白色) | 157.2
Y6N10JH010A0 | 密封式絕緣配線槽 全冠 5025C-M 50X25 2M/PC (乳白色) | 156.53
Y6N10JH011A0 | 密封式絕緣配線槽 全冠 4040C-W 40X40 2M/PC (白色) | 146.63
Y6N10JH012A0 | 密封式絕緣配線槽 全冠 4040C-M 40X40 2M/PC (乳白色) | 147.23
Y6N10JH013A0 | 圓弧型配線槽 全冠 RTD-40-G 1M/PC (灰色) | 94.93
Y6N10JH014A0 | 圓弧型配線槽 全冠 RTD-40-M 1M/PC (乳白色) | 94.93
Y6N10JH015A0 | 圓弧型配線槽 全冠 RTD-50-G 1M/PC (灰色) | 107.86
Y6N10JH016A0 | 圓弧型配線槽 全冠 RTD-50-M 1M/PC (乳白色) | 107.86
Y6N10JH017A0 | 圓弧型配線槽 全冠 RTD-60-G 1M/PC (灰色) | 119.37
Y6N10JH018A0 | 圓弧型配線槽 全冠 RTD-60-M 1M/PC (乳白色) | 119.37
Y6N10JH019A0 | 圓弧型配線槽 全冠 RTD-70-G 1M/PC (灰色) | 141.59
Y6N10JH020A0 | 圓弧型配線槽 全冠 RTD-70-M 1M/PC (乳白色) | 142.19
Y6N10JH021A0 | 圓弧型配線槽 全冠 RTD-120-G 1M/PC (灰色) | 329.55
Y6N10JH022A0 | 圓弧型配線槽 全冠 RTD-120-M 1M/PC (乳白色) | 328.22
Y6N10JH023A0 | 全牙吊桿3/8" | 36.83
Y6N10JH024A0 | 鐵製電鍍鋅全牙螺桿 1/2"*3M/PC | 159.15
Y6N10JI001A0 | PIG TAIL9/125um ST 3.0mm 1M/PC | 127.58
Y6N10JI002A0 | PIG TAIL9/125um SC 3.0mm 1M/PC | 127.58
Y6N10JI003A0 | PIG TAIL9/125um LC 3.0mm 1M/PC | 127.92
Y6N10JI004A0 | PIG TAIL50/125um ST 3.0mm 1M/PC | 127.58
Y6N10JI005A0 | PIG TAIL50/125um SC 3.0mm 1M/PC | 127.58
Y6N10JI006A0 | PIG TAIL50/125um LC 3.0mm 1M/PC | 127.92
Y6N10JI007A0 | PIG TAIL62.5/125um ST 3.0mm 1M/PC | 127.58
Y6N10JI008A0 | PIG TAIL62.5/125um SC 3.0mm 1M/PC | 127.58
Y6N10JI009A0 | PIG TAIL62.5/125um LC 3.0mm 1M/PC | 127.92
Y6N10JI010A0 | 網路線CAT5E FTP 電腦線(305M/BOX) | 5357.36
Y6N10JI011A0 | 網路線CAT6 FTP 電腦線(305M/BOX) | 7228.65
Y6N10JI012A0 | 網路線CAT6E FTP 電腦線(305M/BOX) | 8783.85
Y6N10JI013A0 | CAT.5e 網路接頭RJ-45接頭含保護套 | 20.2
Y6N10JI014A0 | CAT.6網路接頭(SFTP)含保護套(灰色) | 34.34
Y6N10JI015A0 | CAT.6 網路接頭(UTP)含保護套(灰色) | 14.14
Y6N10JI016A0 | 同軸電纜5C-2V 銅網168編 500M/RL | 46.46
Y6N10JI017A0 | 同軸電纜7C-2V 銅網168編 500M/RL | 74.05
Y6N10JI018A0 | 同軸電纜接頭BNC 7C-2V | 67.99
Y6N10JI019A0 | 單模光電轉換器ST接頭 10/100M 2C | 3558.1
Y6N10JI020A0 | 單模光電轉換器SC接頭 10/100M 2C | 3630.15
Y6N10JI021A0 | 單模光電轉換器LC接頭 10/100M 2C | 6296.44
Y6N10JI022A0 | 多模光電轉換器ST接頭 10/100M 2C | 4446.12
Y6N10JI023A0 | 多模光電轉換器SC接頭 10/100M 2C | 4537.34
Y6N10JI024A0 | 多模光電轉換器LC接頭 10/100M 2C | 6169.54
Y6N10JI025A0 | 鋁合金機架式光纖收容箱24-PORT(含SC單模藕合器及收容盒) | 3197.58
Y6N10JI026A0 | 鋁合金機架式光纖收容箱24-PORT (含SC多模藕合器及收容盒) | 3297.9
Y6N10JI027A0 | 鋁合金機架式光纖收容箱24-PORT(含ST單模藕合器及收容盒) | 3264.57
Y6N10JI028A0 | 鋁合金機架式光纖收容箱24-PORT(含ST多模藕合器及收容盒) | 3297.9
Y6N10JI029A0 | 鋁合金機架式光纖收容箱24PORT (含LC單模藕合器及收容盒) | 3302.9
Y6N10JI030A0 | 鋁合金壁掛式光纖收容箱24PORT (含LC多模藕合器及收容盒) | 3235.91
Y6N10JI031A0 | 鋁合金壁掛式光纖收容箱12PORT (含SC單模藕合器及收容盒) | 2843.12
Y6N10JI032A0 | 鋁合金壁掛式光纖收容箱12PORT (含SC多模藕合器及收容盒) | 2872.74
Y6N10JI033A0 | 鋁合金壁掛式光纖收容箱12-PORT(含ST單模藕合器及收容盒) | 2931.32
Y6N10JI034A0 | 鋁合金壁掛式光纖收容箱12-PORT(含ST多模藕合器及收容盒) | 2931.32
Y6N10JI035A0 | 鋁合金壁掛式光纖收容箱12PORT (含LC單模藕合器及收容盒) | 2935.65
Y6N10JI036A0 | 鋁合金壁掛式光纖收容箱12PORT (含LC多模藕合器及收容盒) | 2876.74
Y6N10JI037A0 | 鋁合金壁掛式光纖收容箱8PORT (含SC多模藕合器及收容盒) | 1451.86
Y6N10JI038A0 | 鋁合金壁掛式光纖收容箱8-PORT(含ST多模藕合器及收容盒) | 1466.33
Y6N10JI039A0 | 鋁製光纖收容盤12-PORT 140mm×105mm×10mm | 543.64
Y6N10JI040A0 | 光纖斷點接續盒(防塵/水) 12P-UC-closure 材質:ABS | 4643.71
Y6N10JJ001A0 | 軟管NYLON軟管6*4(儀表用) | 112.61
Y6N10JJ002A0 | 軟管SPC直接頭6*3/8"PT SUS | 435.47
Y6N10JJ003A0 | 軟管SPC直接頭6*1/4"PT SUS | 436.48
Y6N10JJ004A0 | SPC銅直接接頭SPC銅直接接頭 6mmOD*1/8"PT | 348.41
Y6N10JJ005A0 | SPC直接頭SUS SPC直接頭 6mmOD*3/8"PT | 345.48
Y6N10JJ006A0 | 儀錶用大小頭大小頭不銹鋼製 3/4"NPT(外牙) X 1/2"NPT(內牙) | 183.19
Y6N10JJ007A0 | 儀錶用大小頭大小頭1/2"*3/8" 150# | 14.95
Y6N10JJ008A0 | 儀錶用大小頭大小頭3/4"(公)*3/8(母) | 14.65
Y6N10JJ009A0 | MALE CONNECTOR不銹鋼接頭 1/4"NPTX6mmOD | 235.71
Y6N10JJ010A0 | BALL VALVE316SS 6mmOD COMPRESSION ENDS 1000PSI | 2431.83
Y6N10JJ011A0 | 不銹鋼U槽 SUS304 W41*H25*2t mm | 379.72
Y6N10JJ012A0 | 不銹鋼U槽 SUS304 W41*H41*2t mm | 412.65
Y6N10JJ013A0 | 儀錶導壓管CLAMP 6~15mm SUS304 MODE:M615 | 67.76
Y6N10JJ014A0 | BUSHING 316SS 3/4" G × 1/2"FNPT | 69.68
Y6N10JJ015A0 | NIPPLE 316SS 1/2"MNPT × 100L | 194.91
Y6N10JJ016A0 | FEMALE TEE 316SS 1/2" FNPT× 1/2" FNPT× 1/2" FNPT | 881.64
Y6N10JJ017A0 | FEMALE CONNECTOR 316SS 12mmO.D × 1/2" FNPT | 406.99
Y6N10JJ018A0 | PLUG (316SS 1/2"? PLUG MNPT） | 245.4
Y6N10JJ019A0 | MALE CONNECTOR SS316 12mmOD x 1/4〞NPT 廠牌:PARKER SS12M0-1-4 | 459.5
Y6N10JK001A0 | 單切暗開關 300V 15A NATIONAL WNF5001 | 29.12
Y6N10JK002A0 | 三路暗開關 300V 15A NATIONAL WNF5002 | 40.9
Y6N10JK003A0 | 螢光單切暗開關 110V 15A WNF5151 | 64.46
Y6N10JK004A0 | 螢光三路暗開關 110V 15A WNF5152 | 75.9
Y6N10JK005A0 | 氣氛開關(B)(附單切）AC 110V 500W National NOF20573 | 701.5
Y6N10JK006A0 | 暗開關蓋板 1G NATIONAL WNF6801 | 15.12
Y6N10JK007A0 | 暗開關蓋板 2G NATIONAL WNF6802 | 15.12
Y6N10JK008A0 | 暗開關蓋板 3G NATIONAL WNF6803 | 15.12
Y6N10JK009A0 | 暗插座蓋板 NATIONAL WNF6203 | 15.12
Y6N10JK010A0 | 全彩色新金屬蓋板系列WNF7501~WNF7503 | 77.49
Y6N10JK011A0 | 暗插座 125V 15A NATIONAL WNF1101 | 49.01
Y6N10JK012A0 | 冷氣專用暗插座 250V 20A National WFF3620W | 75.9
Y6N10JK013A0 | EL保護接地極插座 110V 15A WN1741-8312 | 1520.12
Y6N10JK014A0 | 電話卡式插座 | 75.57
Y6N10JK015A0 | 資訊卡式插座CAT-6 | 227.65
Y6N10JK016A0 | 無孔封口蓋板 NATIONAL WNF6891 | 15.12
Y6N10JK017A0 | 電話線蓋板 NATIONAL WNF6881 | 15.12
Y6N10JK018A0 | 冷氣專用暗插座蓋板 NATIONAL WNF6253 | 15.12
Y6N10JK019A0 | 鍍鋅單連BOX 100*57*50*1.6mm 3/4"*8C | 29.12
Y6N10JK020A0 | 鍍鋅八角BOX 95*54*2mm 1"*2C、3/4"*2C、1/2*4C | 42.33
Y6N10JK021A0 | 單連BOX蓋板 SUS 304 102*54*1mm | 46.67
Y6N10JK022A0 | 八角BOX蓋板 SUS 304 D100*1mm | 69.68
Y6N10JK023A0 | 埋入式附接地極雙插座125V National WNF1512K | 82.91
Y6N10JK036A0 | 吊管組附吸頂裝飾蓋 附60CM吊管 | 67.66
Y6N10JK037A0 | 吊管組附吸頂裝飾蓋 附1M吊管 | 134.45
Y6N10JK038A0 | 單連露出型增設盒 | 24.5
Y6N10JK039A0 | 露出型增設盒(內可安裝無熔絲斷路器或ELB) | 65.82
Y6N10JK040A0 | 鋁合金直式日光燈配線槽 75W*50H*2t含蓋板 3M/PC | 1424.18
Y6N10JK041A0 | 鋁合金日光燈配線槽 水平90度彎頭75W*50H 含蓋板 | 828.24
Y6N10JK042A0 | 吊管組 附吸頂裝飾蓋 附40CM吊管 | 68.46
Y6N10JK043A0 | 埋入式緊急押扣(TYPE:TY-609B) | 129.6
Y6N10JK047A0 | 投光燈 東亞 LSF012-30AA L-120， 色溫3000K，AC100~240V，IP66 | 2248.77
Y6N10JK048A0 | 投光燈 東亞 LSF012-30AA D-120， 色溫5700K，AC100~240V，IP66 | 2248.77
Y6N10JK049A0 | 投光燈 東亞 LSF012-50AA L-120， 色溫3000K，AC100~240V，IP66 | 3738.95
Y6N10JK050A0 | 投光燈 東亞 LSF012-50AA D-120， 色溫5700K，AC100~240V，IP66 | 3738.95
Y6N10JK051A0 | 投光燈 東亞 LSF012-100AA L-120 ，色溫3000K，AC100~240V，IP66 | 7008.61
Y6N10JK052A0 | 投光燈 東亞 LSF012-100AA D-120 ，色溫5700K，AC100~240V，IP66 | 7008.61
Y6N10JK053A0 | 投光燈 東亞 LSF012-150AA L-120 ，色溫3000K，AC100~240V，IP66 | 10054.97
Y6N10JK054A0 | 投光燈 東亞 LSF012-150AA D-120 ，色溫5700K，AC100~240V，IP66 | 10054.97
Y6N10JK057A0 | 國際星光防雨蓋板(國際WEF8981) | 210.38
Y6N10JK058A0 | 鍍鋅八角BOX*15CM(加深) | 61.99
Y6N10JK059A0 | 鍍鋅八角BOX*20CM(加深) | 72.66
Y6N10JL001A0 | 保安器 TENCO E4502 漏電30 mA跳脫，AC110~220V，耐電流30A | 929.1
Y6N10JL002A0 | 漏電斷路器ELCB 東元 TLZ-30 2P 30AT/30AF 30mA | 256.17
Y6N10JL003A0 | 漏電斷路器ELCB 東元 TLB-50 2P 50AT/50AF 30mA | 593.81
Y6N10JL004A0 | 漏電斷路器ELCB 東元 TLB-50 2P 15AT/50AF 30mA | 593.81
Y6N10JL005A0 | 漏電斷路器ELCB 東元 TLB-50 220V 2P 20AT 30mA | 593.81
Y6N10JL006A0 | 漏電斷路器ELCB 東元 TLB-50 110V 1P 30AT 30mA | 360.19
Y6N10JL007A0 | 漏電斷路器東元TLB-50 1P 30A | 360.19
Y6N10JL008A0 | 漏電斷路器東元TLB-50 2P 30A | 592.47
Y6N10JL009A0 | 漏電斷路器 ELB 士林 NV125-HN 3P 125AF/30AT | 4214.9
Y6N10JL010A0 | 漏電斷路器 ELB TECO TLZ-30F 2P 15AT~30AT 30mA | 255.5
Y6N10JL011A0 | 漏電斷路器 ELB TECO TLZ-50EC 2P 15AT~50AT 30mA | 283.78
Y6N10JL012A0 | 漏電斷路器 ELB TECO TLZ-50EC 3P 15AT~50AT 30mA | 466.57
Y6N10JL013A0 | 漏電斷路器 ELCB TECO TLB-50 1P2線式 15AT~50AT 30mA | 360.19
Y6N10JL014A0 | 漏電斷路器 ELCB TECO TLB-50 2P2E 15AT~50AT 30mA | 595.84
Y6N10JL015A0 | 漏電斷路器 ELCB FUJI EW50AAG 2P 20AT~50AT 30mA | 1766.27
Y6N10JL016A0 | 漏電斷路器 ELCB FUJI EW50RAG 3P 20AT~50AT 30mA | 3259.54
Y6N10JL017A0 | 漏電斷路器 ELCB TECO TLB-100 3P 15AT~100AT 30mA | 2015.75
Y6N10JL018A0 | 漏電斷路器 ELCB FUJI EW100EAG 3P 50AT~100AT 可調式100/200/500mA | 3368
Y6N10JL019A0 | 漏電斷路器 ELCB TECO TLB-125E 3P 15AT~125AT 30mA | 3251.87
Y6N10JL020A0 | 漏電斷路器 ELCB FUJI EW125JAG 3P 50AT~125AT 可調式100/200/500mA | 5690.77
Y6N10JL021A0 | 漏電斷路器 ELCB TECO TLB-250E 3P 125AT~250AT 可調式 100/200/300mA | 3998.42
Y6N10JL022A0 | 漏電斷路器 ELCB FUJI EW250JAG 3P 125AT~ 250AT 可調式100/200/500mA | 10452.43
Y6N10JL023A0 | NV100-HW ELB 3P30A三菱 | 13153.93
Y6N10JL024A0 | NF63-CW NFB 2P3A三菱 | 1047.57
Y6N10JL025A0 | 無熔絲斷路器TECO 3P 50AT/100AF 42KA at:480VAC TG-100H | 2236.87
Y6N10JL026A0 | 無熔絲斷路器TECO 3P 60AT/100AF 42KA at:480VAC TG-100H | 2231.87
Y6N10JL027A0 | 無熔絲斷路器TECO 3P 100AT/100AF 42KA at:480VAC TG-100H | 2231.87
Y6N10JL028A0 | 無熔絲斷路器TECO 3P 150AT/225AF 42KA at:440VAC TG-225H | 3143.06
Y6N10JL029A0 | 無熔絲斷路器TECO 3P 175AT/225AF 42KA at:440VAC TG-225H | 3143.06
Y6N10JL030A0 | 無熔絲開關NFB 東元 TO100EB 2P 30AT/100AF 220V 25KA | 875.56
Y6N10JL031A0 | 無熔絲開關NFB 東元 QCHH 110V/220V 22KA 2P 100AT | 713.65
Y6N10JL032A0 | 無熔絲開關NFB 東元 QCS 2P 100AF/100AT 10KA | 406.65
Y6N10JL033A0 | 無熔絲開關NFB 東元 QCS 2P 100AF/75AT 10KA | 415.07
Y6N10JL034A0 | 無熔絲開關NFB 東元 QCS 2P 100AF/60AT 10KA | 415.07
Y6N10JL035A0 | 無熔絲開關NFB 東元 QCS 2P 100AF/40AT 10KA | 207.36
Y6N10JL036A0 | 無熔絲開關NFB 東元 QCS 2P 100AF/20AT 10KA | 207.03
Y6N10JL037A0 | 無熔絲開關NFB 東元 QCS 1P 100AF/15AT 10KA | 124.22
Y6N10JL038A0 | 無熔絲開關NFB 台安 QCH2100 | 670.22
Y6N10JL039A0 | 無熔絲開關NFB 東元 TO-225E 2P 125AT/225AF | 1800.64
Y6N10JL040A0 | 無熔絲開關NFB 東元 2P 60AT 100AF 15KA | 704.91
Y6N10JL041A0 | 無熔絲開關NFB 東元 2P 30AT 100AF 15KA | 663.15
Y6N10JL042A0 | 無熔絲開關NFB 東元 2P 15AT 100AF 15KA | 661.48
Y6N10JL043A0 | 無熔絲開關NFB 東元 1P 15AT 100AF 15KA | 207.03
Y6N10JL044A0 | 無熔絲開關 NFB TECO QCS 1P 15AT~50AT | 126.57
Y6N10JL045A0 | 無熔絲開關 NFB TECO QCS 2P 15AT~50AT | 212.41
Y6N10JL046A0 | 無熔絲開關 NFB TECO QCS 2P 60AT~100AT | 417.08
Y6N10JL047A0 | 無熔絲開關 NFB TECO QCS 3P 15AT~50AT | 426.17
Y6N10JL048A0 | 無熔絲開關 NFB TECO QCS 3P 60AT~100AT | 824.75
Y6N10JL049A0 | 無熔絲開關 NFB TECO TO-50E 2P 15AT~30AT | 405.98
Y6N10JL050A0 | 無熔絲開關 NFB TECO TO-50E 2P 40AT~50AT | 512.34
Y6N10JL051A0 | 無熔絲開關 NFB TECO TO-50EC 3P 15AT~30AT | 512.34
Y6N10JL052A0 | 無熔絲開關 NFB TECO TO-50EC 3P 40AT~50AT | 534.24
Y6N10JL053A0 | 無熔絲開關 NFB TECO TO-100EB 2P 15AT~50AT | 673.25
Y6N10JL054A0 | 無熔絲開關 NFB TECO TO-100EB 2P 60AT~100AT | 758.43
Y6N10JL055A0 | 無熔絲開關 NFB TECO TO-100EB 3P 15AT~50AT | 758.43
Y6N10JL056A0 | 無熔絲開關 NFB TECO TO-100EB 3P 60AT~100AT | 1007.18
Y6N10JL057A0 | 無熔絲開關 NFB TECO TG-100H 3P 15AT~100AT | 2221.77
Y6N10JL058A0 | 無熔絲開關 NFB TECO TO-125EC 2P 15AT~50AT | 812.97
Y6N10JL059A0 | 無熔絲開關 NFB TECO TO-125EC 2P 60AT~125AT | 1045.24
Y6N10JL060A0 | 無熔絲開關 NFB TECO TO-125EC 3P 15AT~50AT | 1118.61
Y6N10JL061A0 | 無熔絲開關 NFB TECO TO-125EC 3P 60AT~125AT | 1115.94
Y6N10JL062A0 | 無熔絲開關 NFB TECO TO-125SB 2P 15AT~100AT | 1237.12
Y6N10JL063A0 | 無熔絲開關 NFB TECO TO-125SB 2P 125AT | 1322.96
Y6N10JL064A0 | 無熔絲開關 NFB TECO TO-125SB 3P 15AT~100AT | 1344.17
Y6N10JL065A0 | 無熔絲開關 NFB TECO TO-125SB 3P 125AT | 1516.51
Y6N10JL066A0 | 無熔絲開關 NFB 三菱 NF125-SV 3P 63AT~125AT | 2095.53
Y6N10JL067A0 | 無熔絲開關 NFB TECO TO-225E 2P 125AT~225AT | 1746.07
Y6N10JL068A0 | 無熔絲開關 NFB TECO TO-225E 3P 125AT~225AT | 2050.09
Y6N10JL069A0 | 無熔絲開關 NFB TECO TG-225H 3P 125AT~225AT | 3135.73
Y6N10JL070A0 | 無熔絲開關 NFB TECO TO-250SB 2P 125AT~250AT | 2854.58
Y6N10JL071A0 | 無熔絲開關 NFB TECO TO-250SB 3P 125AT~250AT | 3148.11
Y6N10JL072A0 | 交流電磁開關 TECO HUO-11K | 388.81
Y6N10JL073A0 | 交流電磁開關 TECO HUO-11G | 454.1
Y6N10JL074A0 | 交流電磁開關 TECO HUO-16K | 454.1
Y6N10JL075A0 | 交流電磁開關 TECO HUO-16G | 534.24
Y6N10JL076A0 | 交流電磁開關 TECO HUO-27K | 828.11
Y6N10JL077A0 | 交流電磁開關 TECO HUO-27G | 1138.8
Y6N10JL078A0 | 接地銅排 40*5mm | 1133.75
Y6N10JM001A0 | 光纖跳接線，PATCH CORD 二芯 ST/ST 接頭 9/125um 3.0mm 1M/PC | 336.29
Y6N10JM002A0 | 光纖跳接線，PATCH CORD 二芯 ST/ST 接頭 9/125um 3.0mm 2M/PC | 357.49
Y6N10JM003A0 | 光纖跳接線，PATCH CORD 二芯 ST/ST 接頭 9/125um 3.0mm 3M/PC | 375.67
Y6N10JM004A0 | 光纖跳接線，PATCH CORD 二芯 ST/ST 接頭 9/125um 3.0mm 4M/PC | 393.85
Y6N10JM005A0 | 光纖跳接線，PATCH CORD 二芯 ST/ST 接頭 9/125um 3.0mm 5M/PC | 408.32
Y6N10JM006A0 | 光纖跳接線，PATCH CORD 二芯 ST/ST 接頭 9/125um 3.0mm 6M/PC | 430.54
Y6N10JM007A0 | 光纖跳接線，PATCH CORD 二芯 ST/ST 接頭 9/125um 3.0mm 7M/PC | 443.66
Y6N10JM008A0 | 光纖跳接線，PATCH CORD 二芯 ST/ST 接頭 9/125um 3.0mm 8M/PC | 465.88
Y6N10JM009A0 | 光纖跳接線，PATCH CORD 二芯 ST/ST 接頭 9/125um 3.0mm 9M/PC | 479.01
Y6N10JM010A0 | 光纖跳接線，PATCH CORD 二芯 ST/ST 接頭 9/125um 3.0mm 10M/PC | 501.23
Y6N10JM011A0 | 光纖跳接線，PATCH CORD 二芯 ST/ST 接頭 9/125um 3.0mm 11M/PC | 520.76
Y6N10JM012A0 | 光纖跳接線，PATCH CORD 二芯 ST/ST 接頭 9/125um 3.0mm 12M/PC | 527.83
Y6N10JM013A0 | 光纖跳接線，PATCH CORD 二芯 ST/ST 接頭 9/125um 3.0mm 13M/PC | 556.1
Y6N10JM014A0 | 光纖跳接線，PATCH CORD 二芯 ST/ST 接頭 9/125um 3.0mm 14M/PC | 562.16
Y6N10JM015A0 | 光纖跳接線，PATCH CORD 二芯 ST/ST 接頭 9/125um 3.0mm 15M/PC | 592.46
Y6N10JM016A0 | 光纖跳接線，PATCH CORD 二芯 ST/ST 接頭 9/125um 3.0mm 16M/PC | 604.58
Y6N10JM017A0 | 光纖跳接線，PATCH CORD 二芯 ST/ST 接頭 9/125um 3.0mm 17M/PC | 621.75
Y6N10JM018A0 | 光纖跳接線，PATCH CORD 二芯 ST/ST 接頭 9/125um 3.0mm 18M/PC | 646.31
Y6N10JM019A0 | 光纖跳接線，PATCH CORD 二芯 ST/ST 接頭 9/125um 3.0mm 19M/PC | 658.43
Y6N10JM020A0 | 光纖跳接線，PATCH CORD 二芯 ST/ST 接頭 9/125um 3.0mm 20M/PC | 681.66
Y6N10JM021A0 | 光纖跳接線，PATCH CORD 二芯 SC/SC 接頭 9/125um 3.0mm 1M/PC | 336.29
Y6N10JM022A0 | 光纖跳接線，PATCH CORD 二芯 SC/SC 接頭 9/125um 3.0mm 2M/PC | 357.49
Y6N10JM023A0 | 光纖跳接線，PATCH CORD 二芯 SC/SC 接頭 9/125um 3.0mm 3M/PC | 375.67
Y6N10JM024A0 | 光纖跳接線，PATCH CORD 二芯 SC/SC 接頭 9/125um 3.0mm 4M/PC | 393.85
Y6N10JM025A0 | 光纖跳接線，PATCH CORD 二芯 SC/SC 接頭 9/125um 3.0mm 5M/PC | 408.32
Y6N10JM026A0 | 光纖跳接線，PATCH CORD 二芯 SC/SC 接頭 9/125um 3.0mm 6M/PC | 430.54
Y6N10JM027A0 | 光纖跳接線，PATCH CORD 二芯 SC/SC 接頭 9/125um 3.0mm 7M/PC | 443.66
Y6N10JM028A0 | 光纖跳接線，PATCH CORD 二芯 SC/SC 接頭 9/125um 3.0mm 8M/PC | 465.88
Y6N10JM029A0 | 光纖跳接線，PATCH CORD 二芯 SC/SC 接頭 9/125um 3.0mm 9M/PC | 479.01
Y6N10JM030A0 | 光纖跳接線，PATCH CORD 二芯 SC/SC 接頭 9/125um 3.0mm 10M/PC | 501.23
Y6N10JM031A0 | 光纖跳接線，PATCH CORD 二芯 SC/SC 接頭 9/125um 3.0mm 11M/PC | 520.76
Y6N10JM032A0 | 光纖跳接線，PATCH CORD 二芯 SC/SC 接頭 9/125um 3.0mm 12M/PC | 527.83
Y6N10JM033A0 | 光纖跳接線，PATCH CORD 二芯 SC/SC 接頭 9/125um 3.0mm 13M/PC | 556.1
Y6N10JM034A0 | 光纖跳接線，PATCH CORD 二芯 SC/SC 接頭 9/125um 3.0mm 14M/PC | 562.16
Y6N10JM035A0 | 光纖跳接線，PATCH CORD 二芯 SC/SC 接頭 9/125um 3.0mm 15M/PC | 592.46
Y6N10JM036A0 | 光纖跳接線，PATCH CORD 二芯 SC/SC 接頭 9/125um 3.0mm 16M/PC | 604.58
Y6N10JM037A0 | 光纖跳接線，PATCH CORD 二芯 SC/SC 接頭 9/125um 3.0mm 17M/PC | 621.75
Y6N10JM038A0 | 光纖跳接線，PATCH CORD 二芯 SC/SC 接頭 9/125um 3.0mm 18M/PC | 646.31
Y6N10JM039A0 | 光纖跳接線，PATCH CORD 二芯 SC/SC 接頭 9/125um 3.0mm 19M/PC | 658.43
Y6N10JM040A0 | 光纖跳接線，PATCH CORD 二芯 SC/SC 接頭 9/125um 3.0mm 20M/PC | 681.66
Y6N10JM041A0 | 光纖跳接線，PATCH CORD 二芯 LC/LC 接頭 9/125um 3.0mm 1M/PC | 336.62
Y6N10JM042A0 | 光纖跳接線，PATCH CORD 二芯 LC/LC 接頭 9/125um 3.0mm 2M/PC | 357.82
Y6N10JM043A0 | 光纖跳接線，PATCH CORD 二芯 LC/LC 接頭 9/125um 3.0mm 3M/PC | 376
Y6N10JM044A0 | 光纖跳接線，PATCH CORD 二芯 LC/LC 接頭 9/125um 3.0mm 4M/PC | 394.52
Y6N10JM045A0 | 光纖跳接線，PATCH CORD 二芯 LC/LC 接頭 9/125um 3.0mm 5M/PC | 408.66
Y6N10JM046A0 | 光纖跳接線，PATCH CORD 二芯 LC/LC 接頭 9/125um 3.0mm 6M/PC | 430.88
Y6N10JM047A0 | 光纖跳接線，PATCH CORD 二芯 LC/LC 接頭 9/125um 3.0mm 7M/PC | 444
Y6N10JM048A0 | 光纖跳接線，PATCH CORD 二芯 LC/LC 接頭 9/125um 3.0mm 8M/PC | 466.55
Y6N10JM049A0 | 光纖跳接線，PATCH CORD 二芯 LC/LC 接頭 9/125um 3.0mm 9M/PC | 479.68
Y6N10JM050A0 | 光纖跳接線，PATCH CORD 二芯 LC/LC 接頭 9/125um 3.0mm 10M/PC | 501.9
Y6N10JM051A0 | 光纖跳接線，PATCH CORD 二芯 LC/LC 接頭 9/125um 3.0mm 11M/PC | 521.09
Y6N10JM052A0 | 光纖跳接線，PATCH CORD 二芯 LC/LC 接頭 9/125um 3.0mm 12M/PC | 528.16
Y6N10JM053A0 | 光纖跳接線，PATCH CORD 二芯 LC/LC 接頭 9/125um 3.0mm 13M/PC | 556.76
Y6N10JM054A0 | 光纖跳接線，PATCH CORD 二芯 LC/LC 接頭 9/125um 3.0mm 14M/PC | 562.82
Y6N10JM055A0 | 光纖跳接線，PATCH CORD 二芯 LC/LC 接頭 9/125um 3.0mm 15M/PC | 593.12
Y6N10JM056A0 | 光纖跳接線，PATCH CORD 二芯 LC/LC 接頭 9/125um 3.0mm 16M/PC | 605.24
Y6N10JM057A0 | 光纖跳接線，PATCH CORD 二芯 LC/LC 接頭 9/125um 3.0mm 17M/PC | 622.41
Y6N10JM058A0 | 光纖跳接線，PATCH CORD 二芯 LC/LC 接頭 9/125um 3.0mm 18M/PC | 646.98
Y6N10JM059A0 | 光纖跳接線，PATCH CORD 二芯 LC/LC 接頭 9/125um 3.0mm 19M/PC | 659.1
Y6N10JM060A0 | 光纖跳接線，PATCH CORD 二芯 LC/LC 接頭 9/125um 3.0mm 20M/PC | 682.33
Y6N10JM061A0 | 光纖跳接線，PATCH CORD 二芯 SC/ST 接頭 9/125um 3.0mm 1M/PC | 336.29
Y6N10JM062A0 | 光纖跳接線，PATCH CORD 二芯 SC/ST 接頭 9/125um 3.0mm 2M/PC | 357.49
Y6N10JM063A0 | 光纖跳接線，PATCH CORD 二芯 SC/ST 接頭 9/125um 3.0mm 3M/PC | 375.67
Y6N10JM064A0 | 光纖跳接線，PATCH CORD 二芯 SC/ST 接頭 9/125um 3.0mm 4M/PC | 393.85
Y6N10JM065A0 | 光纖跳接線，PATCH CORD 二芯 SC/ST 接頭 9/125um 3.0mm 5M/PC | 408.32
Y6N10JM066A0 | 光纖跳接線，PATCH CORD 二芯 SC/ST 接頭 9/125um 3.0mm 6M/PC | 430.54
Y6N10JM067A0 | 光纖跳接線，PATCH CORD 二芯 SC/ST 接頭 9/125um 3.0mm 7M/PC | 443.66
Y6N10JM068A0 | 光纖跳接線，PATCH CORD 二芯 SC/ST 接頭 9/125um 3.0mm 8M/PC | 465.88
Y6N10JM069A0 | 光纖跳接線，PATCH CORD 二芯 SC/ST 接頭 9/125um 3.0mm 9M/PC | 479.01
Y6N10JM070A0 | 光纖跳接線，PATCH CORD 二芯 SC/ST 接頭 9/125um 3.0mm 10M/PC | 501.23
Y6N10JM071A0 | 光纖跳接線，PATCH CORD 二芯 SC/ST 接頭 9/125um 3.0mm 11M/PC | 520.76
Y6N10JM072A0 | 光纖跳接線，PATCH CORD 二芯 SC/ST 接頭 9/125um 3.0mm 12M/PC | 527.83
Y6N10JM073A0 | 光纖跳接線，PATCH CORD 二芯 SC/ST 接頭 9/125um 3.0mm 13M/PC | 556.1
Y6N10JM074A0 | 光纖跳接線，PATCH CORD 二芯 SC/ST 接頭 9/125um 3.0mm 14M/PC | 562.16
Y6N10JM075A0 | 光纖跳接線，PATCH CORD 二芯 SC/ST 接頭 9/125um 3.0mm 15M/PC | 592.46
Y6N10JM076A0 | 光纖跳接線，PATCH CORD 二芯 SC/ST 接頭 9/125um 3.0mm 16M/PC | 604.58
Y6N10JM077A0 | 光纖跳接線，PATCH CORD 二芯 SC/ST 接頭 9/125um 3.0mm 17M/PC | 621.75
Y6N10JM078A0 | 光纖跳接線，PATCH CORD 二芯 SC/ST 接頭 9/125um 3.0mm 18M/PC | 646.31
Y6N10JM079A0 | 光纖跳接線，PATCH CORD 二芯 SC/ST 接頭 9/125um 3.0mm 19M/PC | 658.43
Y6N10JM080A0 | 光纖跳接線，PATCH CORD 二芯 SC/ST 接頭 9/125um 3.0mm 20M/PC | 681.66
Y6N10JM081A0 | 光纖跳接線，PATCH CORD 二芯 LC/SC 接頭 9/125um 3.0mm 1M/PC | 336.29
Y6N10JM082A0 | 光纖跳接線，PATCH CORD 二芯 LC/SC 接頭 9/125um 3.0mm 2M/PC | 357.49
Y6N10JM083A0 | 光纖跳接線，PATCH CORD 二芯 LC/SC 接頭 9/125um 3.0mm 3M/PC | 375.67
Y6N10JM084A0 | 光纖跳接線，PATCH CORD 二芯 LC/SC 接頭 9/125um 3.0mm 4M/PC | 393.85
Y6N10JM085A0 | 光纖跳接線，PATCH CORD 二芯 LC/SC 接頭 9/125um 3.0mm 5M/PC | 408.66
Y6N10JM086A0 | 光纖跳接線，PATCH CORD 二芯 LC/SC 接頭 9/125um 3.0mm 6M/PC | 430.88
Y6N10JM087A0 | 光纖跳接線，PATCH CORD 二芯 LC/SC 接頭 9/125um 3.0mm 7M/PC | 444
Y6N10JM088A0 | 光纖跳接線，PATCH CORD 二芯 LC/SC 接頭 9/125um 3.0mm 8M/PC | 466.55
Y6N10JM089A0 | 光纖跳接線，PATCH CORD 二芯 LC/SC 接頭 9/125um 3.0mm 9M/PC | 479.68
Y6N10JM090A0 | 光纖跳接線，PATCH CORD 二芯 LC/SC 接頭 9/125um 3.0mm 10M/PC | 501.9
Y6N10JM091A0 | 光纖跳接線，PATCH CORD 二芯 LC/SC 接頭 9/125um 3.0mm 11M/PC | 521.09
Y6N10JM092A0 | 光纖跳接線，PATCH CORD 二芯 LC/SC 接頭 9/125um 3.0mm 12M/PC | 528.16
Y6N10JM093A0 | 光纖跳接線，PATCH CORD 二芯 LC/SC 接頭 9/125um 3.0mm 13M/PC | 556.76
Y6N10JM094A0 | 光纖跳接線，PATCH CORD 二芯 LC/SC 接頭 9/125um 3.0mm 14M/PC | 562.82
Y6N10JM095A0 | 光纖跳接線，PATCH CORD 二芯 LC/SC 接頭 9/125um 3.0mm 15M/PC | 593.12
Y6N10JM096A0 | 光纖跳接線，PATCH CORD 二芯 LC/SC 接頭 9/125um 3.0mm 16M/PC | 605.24
Y6N10JM097A0 | 光纖跳接線，PATCH CORD 二芯 LC/SC 接頭 9/125um 3.0mm 17M/PC | 622.41
Y6N10JM098A0 | 光纖跳接線，PATCH CORD 二芯 LC/SC 接頭 9/125um 3.0mm 18M/PC | 646.98
Y6N10JM099A0 | 光纖跳接線，PATCH CORD 二芯 LC/SC 接頭 9/125um 3.0mm 19M/PC | 659.1
Y6N10JM100A0 | 光纖跳接線，PATCH CORD 二芯 LC/SC 接頭 9/125um 3.0mm 20M/PC | 682.33
Y6N10JM101A0 | 光纖跳接線，PATCH CORD 二芯 LC/ST 接頭 9/125um 3.0mm 1M/PC | 336.62
Y6N10JM102A0 | 光纖跳接線，PATCH CORD 二芯 LC/ST 接頭 9/125um 3.0mm 2M/PC | 357.82
Y6N10JM103A0 | 光纖跳接線，PATCH CORD 二芯 LC/ST 接頭 9/125um 3.0mm 3M/PC | 376
Y6N10JM104A0 | 光纖跳接線，PATCH CORD 二芯 LC/ST 接頭 9/125um 3.0mm 4M/PC | 394.52
Y6N10JM105A0 | 光纖跳接線，PATCH CORD 二芯 LC/ST 接頭 9/125um 3.0mm 5M/PC | 408.66
Y6N10JM106A0 | 光纖跳接線，PATCH CORD 二芯 LC/ST 接頭 9/125um 3.0mm 6M/PC | 430.88
Y6N10JM107A0 | 光纖跳接線，PATCH CORD 二芯 LC/ST 接頭 9/125um 3.0mm 7M/PC | 444
Y6N10JM108A0 | 光纖跳接線，PATCH CORD 二芯 LC/ST 接頭 9/125um 3.0mm 8M/PC | 466.55
Y6N10JM109A0 | 光纖跳接線，PATCH CORD 二芯 LC/ST 接頭 9/125um 3.0mm 9M/PC | 479.68
Y6N10JM110A0 | 光纖跳接線，PATCH CORD 二芯 LC/ST 接頭 9/125um 3.0mm 10M/PC | 501.9
Y6N10JM111A0 | 光纖跳接線，PATCH CORD 二芯 LC/ST 接頭 9/125um 3.0mm 11M/PC | 521.09
Y6N10JM112A0 | 光纖跳接線，PATCH CORD 二芯 LC/ST 接頭 9/125um 3.0mm 12M/PC | 528.16
Y6N10JM113A0 | 光纖跳接線，PATCH CORD 二芯 LC/ST 接頭 9/125um 3.0mm 13M/PC | 556.76
Y6N10JM114A0 | 光纖跳接線，PATCH CORD 二芯 LC/ST 接頭 9/125um 3.0mm 14M/PC | 562.82
Y6N10JM115A0 | 光纖跳接線，PATCH CORD 二芯 LC/ST 接頭 9/125um 3.0mm 15M/PC | 593.12
Y6N10JM116A0 | 光纖跳接線，PATCH CORD 二芯 LC/ST 接頭 9/125um 3.0mm 16M/PC | 605.24
Y6N10JM117A0 | 光纖跳接線，PATCH CORD 二芯 LC/ST 接頭 9/125um 3.0mm 17M/PC | 622.41
Y6N10JM118A0 | 光纖跳接線，PATCH CORD 二芯 LC/ST 接頭 9/125um 3.0mm 18M/PC | 646.98
Y6N10JM119A0 | 光纖跳接線，PATCH CORD 二芯 LC/ST 接頭 9/125um 3.0mm 19M/PC | 659.1
Y6N10JM120A0 | 光纖跳接線，PATCH CORD 二芯 LC/ST 接頭 9/125um 3.0mm 20M/PC | 682.33
Y6N10JM121A0 | 光纖跳接線，PATCH CORD 二芯 ST/ST 接頭 50/125um 3.0mm 1M/PC | 336.29
Y6N10JM122A0 | 光纖跳接線，PATCH CORD 二芯 ST/ST 接頭 50/125um 3.0mm 2M/PC | 357.49
Y6N10JM123A0 | 光纖跳接線，PATCH CORD 二芯 ST/ST 接頭 50/125um 3.0mm 3M/PC | 375.67
Y6N10JM124A0 | 光纖跳接線，PATCH CORD 二芯 ST/ST 接頭 50/125um 3.0mm 4M/PC | 393.85
Y6N10JM125A0 | 光纖跳接線，PATCH CORD 二芯 ST/ST 接頭 50/125um 3.0mm 5M/PC | 408.32
Y6N10JM126A0 | 光纖跳接線，PATCH CORD 二芯 ST/ST 接頭 50/125um 3.0mm 6M/PC | 430.54
Y6N10JM127A0 | 光纖跳接線，PATCH CORD 二芯 ST/ST 接頭 50/125um 3.0mm 7M/PC | 443.66
Y6N10JM128A0 | 光纖跳接線，PATCH CORD 二芯 ST/ST 接頭 50/125um 3.0mm 8M/PC | 465.88
Y6N10JM129A0 | 光纖跳接線，PATCH CORD 二芯 ST/ST 接頭 50/125um 3.0mm 9M/PC | 479.01
Y6N10JM130A0 | 光纖跳接線，PATCH CORD 二芯 ST/ST 接頭 50/125um 3.0mm 10M/PC | 501.23
Y6N10JM131A0 | 光纖跳接線，PATCH CORD 二芯 ST/ST 接頭 50/125um 3.0mm 11M/PC | 520.76
Y6N10JM132A0 | 光纖跳接線，PATCH CORD 二芯 ST/ST 接頭 50/125um 3.0mm 12M/PC | 527.83
Y6N10JM133A0 | 光纖跳接線，PATCH CORD 二芯 ST/ST 接頭 50/125um 3.0mm 13M/PC | 556.1
Y6N10JM134A0 | 光纖跳接線，PATCH CORD 二芯 ST/ST 接頭 50/125um 3.0mm 14M/PC | 562.16
Y6N10JM135A0 | 光纖跳接線，PATCH CORD 二芯 ST/ST 接頭 50/125um 3.0mm 15M/PC | 592.46
Y6N10JM136A0 | 光纖跳接線，PATCH CORD 二芯 ST/ST 接頭 50/125um 3.0mm 16M/PC | 604.58
Y6N10JM137A0 | 光纖跳接線，PATCH CORD 二芯 ST/ST 接頭 50/125um 3.0mm 17M/PC | 621.75
Y6N10JM138A0 | 光纖跳接線，PATCH CORD 二芯 ST/ST 接頭 50/125um 3.0mm 18M/PC | 646.31
Y6N10JM139A0 | 光纖跳接線，PATCH CORD 二芯 ST/ST 接頭 50/125um 3.0mm 19M/PC | 658.43
Y6N10JM140A0 | 光纖跳接線，PATCH CORD 二芯 ST/ST 接頭 50/125um 3.0mm 20M/PC | 681.66
Y6N10JM141A0 | 光纖跳接線，PATCH CORD 二芯 SC/SC 接頭 50/125um 3.0mm 1M/PC | 336.29
Y6N10JM142A0 | 光纖跳接線，PATCH CORD 二芯 SC/SC 接頭 50/125um 3.0mm 2M/PC | 357.49
Y6N10JM143A0 | 光纖跳接線，PATCH CORD 二芯 SC/SC 接頭 50/125um 3.0mm 3M/PC | 375.67
Y6N10JM144A0 | 光纖跳接線，PATCH CORD 二芯 SC/SC 接頭 50/125um 3.0mm 4M/PC | 393.85
Y6N10JM145A0 | 光纖跳接線，PATCH CORD 二芯 SC/SC 接頭 50/125um 3.0mm 5M/PC | 408.32
Y6N10JM146A0 | 光纖跳接線，PATCH CORD 二芯 SC/SC 接頭 50/125um 3.0mm 6M/PC | 430.54
Y6N10JM147A0 | 光纖跳接線，PATCH CORD 二芯 SC/SC 接頭 50/125um 3.0mm 7M/PC | 443.66
Y6N10JM148A0 | 光纖跳接線，PATCH CORD 二芯 SC/SC 接頭 50/125um 3.0mm 8M/PC | 465.88
Y6N10JM149A0 | 光纖跳接線，PATCH CORD 二芯 SC/SC 接頭 50/125um 3.0mm 9M/PC | 479.01
Y6N10JM150A0 | 光纖跳接線，PATCH CORD 二芯 SC/SC 接頭 50/125um 3.0mm 10M/PC | 501.23
Y6N10JM151A0 | 光纖跳接線，PATCH CORD 二芯 SC/SC 接頭 50/125um 3.0mm 11M/PC | 520.76
Y6N10JM152A0 | 光纖跳接線，PATCH CORD 二芯 SC/SC 接頭 50/125um 3.0mm 12M/PC | 527.83
Y6N10JM153A0 | 光纖跳接線，PATCH CORD 二芯 SC/SC 接頭 50/125um 3.0mm 13M/PC | 556.1
Y6N10JM154A0 | 光纖跳接線，PATCH CORD 二芯 SC/SC 接頭 50/125um 3.0mm 14M/PC | 562.16
Y6N10JM155A0 | 光纖跳接線，PATCH CORD 二芯 SC/SC 接頭 50/125um 3.0mm 15M/PC | 592.46
Y6N10JM156A0 | 光纖跳接線，PATCH CORD 二芯 SC/SC 接頭 50/125um 3.0mm 16M/PC | 604.58
Y6N10JM157A0 | 光纖跳接線，PATCH CORD 二芯 SC/SC 接頭 50/125um 3.0mm 17M/PC | 621.75
Y6N10JM158A0 | 光纖跳接線，PATCH CORD 二芯 SC/SC 接頭 50/125um 3.0mm 18M/PC | 646.31
Y6N10JM159A0 | 光纖跳接線，PATCH CORD 二芯 SC/SC 接頭 50/125um 3.0mm 19M/PC | 658.43
Y6N10JM160A0 | 光纖跳接線，PATCH CORD 二芯 SC/SC 接頭 50/125um 3.0mm 20M/PC | 681.66
Y6N10JM161A0 | 光纖跳接線，PATCH CORD 二芯 LC/LC 接頭 50/125um 3.0mm 1M/PC | 336.62
Y6N10JM162A0 | 光纖跳接線，PATCH CORD 二芯 LC/LC 接頭 50/125um 3.0mm 2M/PC | 357.82
Y6N10JM163A0 | 光纖跳接線，PATCH CORD 二芯 LC/LC 接頭 50/125um 3.0mm 3M/PC | 376
Y6N10JM164A0 | 光纖跳接線，PATCH CORD 二芯 LC/LC 接頭 50/125um 3.0mm 4M/PC | 394.52
Y6N10JM165A0 | 光纖跳接線，PATCH CORD 二芯 LC/LC 接頭 50/125um 3.0mm 5M/PC | 408.66
Y6N10JM166A0 | 光纖跳接線，PATCH CORD 二芯 LC/LC 接頭 50/125um 3.0mm 6M/PC | 430.88
Y6N10JM167A0 | 光纖跳接線，PATCH CORD 二芯 LC/LC 接頭 50/125um 3.0mm 7M/PC | 444
Y6N10JM168A0 | 光纖跳接線，PATCH CORD 二芯 LC/LC 接頭 50/125um 3.0mm 8M/PC | 466.55
Y6N10JM169A0 | 光纖跳接線，PATCH CORD 二芯 LC/LC 接頭 50/125um 3.0mm 9M/PC | 479.68
Y6N10JM170A0 | 光纖跳接線，PATCH CORD 二芯 LC/LC 接頭 50/125um 3.0mm 10M/PC | 501.9
Y6N10JM171A0 | 光纖跳接線，PATCH CORD 二芯 LC/LC 接頭 50/125um 3.0mm 11M/PC | 521.09
Y6N10JM172A0 | 光纖跳接線，PATCH CORD 二芯 LC/LC 接頭 50/125um 3.0mm 12M/PC | 528.16
Y6N10JM173A0 | 光纖跳接線，PATCH CORD 二芯 LC/LC 接頭 50/125um 3.0mm 13M/PC | 556.76
Y6N10JM174A0 | 光纖跳接線，PATCH CORD 二芯 LC/LC 接頭 50/125um 3.0mm 14M/PC | 562.82
Y6N10JM175A0 | 光纖跳接線，PATCH CORD 二芯 LC/LC 接頭 50/125um 3.0mm 15M/PC | 593.12
Y6N10JM176A0 | 光纖跳接線，PATCH CORD 二芯 LC/LC 接頭 50/125um 3.0mm 16M/PC | 605.24
Y6N10JM177A0 | 光纖跳接線，PATCH CORD 二芯 LC/LC 接頭 50/125um 3.0mm 17M/PC | 622.41
Y6N10JM178A0 | 光纖跳接線，PATCH CORD 二芯 LC/LC 接頭 50/125um 3.0mm 18M/PC | 646.98
Y6N10JM179A0 | 光纖跳接線，PATCH CORD 二芯 LC/LC 接頭 50/125um 3.0mm 19M/PC | 659.1
Y6N10JM180A0 | 光纖跳接線，PATCH CORD 二芯 LC/LC 接頭 50/125um 3.0mm 20M/PC | 682.33
Y6N10JM181A0 | 光纖跳接線，PATCH CORD 二芯 SC/ST 接頭 50/125um 3.0mm 1M/PC | 336.29
Y6N10JM182A0 | 光纖跳接線，PATCH CORD 二芯 SC/ST 接頭 50/125um 3.0mm 2M/PC | 357.49
Y6N10JM183A0 | 光纖跳接線，PATCH CORD 二芯 SC/ST 接頭 50/125um 3.0mm 3M/PC | 375.67
Y6N10JM184A0 | 光纖跳接線，PATCH CORD 二芯 SC/ST 接頭 50/125um 3.0mm 4M/PC | 393.85
Y6N10JM185A0 | 光纖跳接線，PATCH CORD 二芯 SC/ST 接頭 50/125um 3.0mm 5M/PC | 408.32
Y6N10JM186A0 | 光纖跳接線，PATCH CORD 二芯 SC/ST 接頭 50/125um 3.0mm 6M/PC | 430.54
Y6N10JM187A0 | 光纖跳接線，PATCH CORD 二芯 SC/ST 接頭 50/125um 3.0mm 7M/PC | 443.66
Y6N10JM188A0 | 光纖跳接線，PATCH CORD 二芯 SC/ST 接頭 50/125um 3.0mm 8M/PC | 465.88
Y6N10JM189A0 | 光纖跳接線，PATCH CORD 二芯 SC/ST 接頭 50/125um 3.0mm 9M/PC | 479.01
Y6N10JM190A0 | 光纖跳接線，PATCH CORD 二芯 SC/ST 接頭 50/125um 3.0mm 10M/PC | 501.23
Y6N10JM191A0 | 光纖跳接線，PATCH CORD 二芯 SC/ST 接頭 50/125um 3.0mm 11M/PC | 520.76
Y6N10JM192A0 | 光纖跳接線，PATCH CORD 二芯 SC/ST 接頭 50/125um 3.0mm 12M/PC | 527.83
Y6N10JM193A0 | 光纖跳接線，PATCH CORD 二芯 SC/ST 接頭 50/125um 3.0mm 13M/PC | 556.1
Y6N10JM194A0 | 光纖跳接線，PATCH CORD 二芯 SC/ST 接頭 50/125um 3.0mm 14M/PC | 562.16
Y6N10JM195A0 | 光纖跳接線，PATCH CORD 二芯 SC/ST 接頭 50/125um 3.0mm 15M/PC | 592.46
Y6N10JM196A0 | 光纖跳接線，PATCH CORD 二芯 SC/ST 接頭 50/125um 3.0mm 16M/PC | 604.58
Y6N10JM197A0 | 光纖跳接線，PATCH CORD 二芯 SC/ST 接頭 50/125um 3.0mm 17M/PC | 621.75
Y6N10JM198A0 | 光纖跳接線，PATCH CORD 二芯 SC/ST 接頭 50/125um 3.0mm 18M/PC | 646.31
Y6N10JM199A0 | 光纖跳接線，PATCH CORD 二芯 SC/ST 接頭 50/125um 3.0mm 19M/PC | 658.43
Y6N10JM200A0 | 光纖跳接線，PATCH CORD 二芯 SC/ST 接頭 50/125um 3.0mm 20M/PC | 681.66
Y6N10JM201A0 | 光纖跳接線，PATCH CORD 二芯 LC/SC 接頭 50/125um 3.0mm 1M/PC | 336.62
Y6N10JM202A0 | 光纖跳接線，PATCH CORD 二芯 LC/SC 接頭 50/125um 3.0mm 2M/PC | 357.82
Y6N10JM203A0 | 光纖跳接線，PATCH CORD 二芯 LC/SC 接頭 50/125um 3.0mm 3M/PC | 376
Y6N10JM204A0 | 光纖跳接線，PATCH CORD 二芯 LC/SC 接頭 50/125um 3.0mm 4M/PC | 394.52
Y6N10JM205A0 | 光纖跳接線，PATCH CORD 二芯 LC/SC 接頭 50/125um 3.0mm 5M/PC | 408.66
Y6N10JM206A0 | 光纖跳接線，PATCH CORD 二芯 LC/SC 接頭 50/125um 3.0mm 6M/PC | 430.88
Y6N10JM207A0 | 光纖跳接線，PATCH CORD 二芯 LC/SC 接頭 50/125um 3.0mm 7M/PC | 444
Y6N10JM208A0 | 光纖跳接線，PATCH CORD 二芯 LC/SC 接頭 50/125um 3.0mm 8M/PC | 466.55
Y6N10JM209A0 | 光纖跳接線，PATCH CORD 二芯 LC/SC 接頭 50/125um 3.0mm 9M/PC | 479.68
Y6N10JM210A0 | 光纖跳接線，PATCH CORD 二芯 LC/SC 接頭 50/125um 3.0mm 10M/PC | 501.9
Y6N10JM211A0 | 光纖跳接線，PATCH CORD 二芯 LC/SC 接頭 50/125um 3.0mm 11M/PC | 521.09
Y6N10JM212A0 | 光纖跳接線，PATCH CORD 二芯 LC/SC 接頭 50/125um 3.0mm 12M/PC | 528.16
Y6N10JM213A0 | 光纖跳接線，PATCH CORD 二芯 LC/SC 接頭 50/125um 3.0mm 13M/PC | 556.76
Y6N10JM214A0 | 光纖跳接線，PATCH CORD 二芯 LC/SC 接頭 50/125um 3.0mm 14M/PC | 562.82
Y6N10JM215A0 | 光纖跳接線，PATCH CORD 二芯 LC/SC 接頭 50/125um 3.0mm 15M/PC | 593.12
Y6N10JM216A0 | 光纖跳接線，PATCH CORD 二芯 LC/SC 接頭 50/125um 3.0mm 16M/PC | 605.24
Y6N10JM217A0 | 光纖跳接線，PATCH CORD 二芯 LC/SC 接頭 50/125um 3.0mm 17M/PC | 622.41
Y6N10JM218A0 | 光纖跳接線，PATCH CORD 二芯 LC/SC 接頭 50/125um 3.0mm 18M/PC | 646.98
Y6N10JM219A0 | 光纖跳接線，PATCH CORD 二芯 LC/SC 接頭 50/125um 3.0mm 19M/PC | 659.1
Y6N10JM220A0 | 光纖跳接線，PATCH CORD 二芯 LC/SC 接頭 50/125um 3.0mm 20M/PC | 682.33
Y6N10JM221A0 | 光纖跳接線，PATCH CORD 二芯 LC/ST 接頭 50/125um 3.0mm 1M/PC | 336.62
Y6N10JM222A0 | 光纖跳接線，PATCH CORD 二芯 LC/ST 接頭 50/125um 3.0mm 2M/PC | 357.82
Y6N10JM223A0 | 光纖跳接線，PATCH CORD 二芯 LC/ST 接頭 50/125um 3.0mm 3M/PC | 376
Y6N10JM224A0 | 光纖跳接線，PATCH CORD 二芯 LC/ST 接頭 50/125um 3.0mm 4M/PC | 394.52
Y6N10JM225A0 | 光纖跳接線，PATCH CORD 二芯 LC/ST 接頭 50/125um 3.0mm 5M/PC | 408.66
Y6N10JM226A0 | 光纖跳接線，PATCH CORD 二芯 LC/ST 接頭 50/125um 3.0mm 6M/PC | 430.88
Y6N10JM227A0 | 光纖跳接線，PATCH CORD 二芯 LC/ST 接頭 50/125um 3.0mm 7M/PC | 444
Y6N10JM228A0 | 光纖跳接線，PATCH CORD 二芯 LC/ST 接頭 50/125um 3.0mm 8M/PC | 466.55
Y6N10JM229A0 | 光纖跳接線，PATCH CORD 二芯 LC/ST 接頭 50/125um 3.0mm 9M/PC | 479.68
Y6N10JM230A0 | 光纖跳接線，PATCH CORD 二芯 LC/ST 接頭 50/125um 3.0mm 10M/PC | 501.9
Y6N10JM231A0 | 光纖跳接線，PATCH CORD 二芯 LC/ST 接頭 50/125um 3.0mm 11M/PC | 521.09
Y6N10JM232A0 | 光纖跳接線，PATCH CORD 二芯 LC/ST 接頭 50/125um 3.0mm 12M/PC | 528.16
Y6N10JM233A0 | 光纖跳接線，PATCH CORD 二芯 LC/ST 接頭 50/125um 3.0mm 13M/PC | 556.76
Y6N10JM234A0 | 光纖跳接線，PATCH CORD 二芯 LC/ST 接頭 50/125um 3.0mm 14M/PC | 562.82
Y6N10JM235A0 | 光纖跳接線，PATCH CORD 二芯 LC/ST 接頭 50/125um 3.0mm 15M/PC | 593.12
Y6N10JM236A0 | 光纖跳接線，PATCH CORD 二芯 LC/ST 接頭 50/125um 3.0mm 16M/PC | 605.24
Y6N10JM237A0 | 光纖跳接線，PATCH CORD 二芯 LC/ST 接頭 50/125um 3.0mm 17M/PC | 622.41
Y6N10JM238A0 | 光纖跳接線，PATCH CORD 二芯 LC/ST 接頭 50/125um 3.0mm 18M/PC | 646.98
Y6N10JM239A0 | 光纖跳接線，PATCH CORD 二芯 LC/ST 接頭 50/125um 3.0mm 19M/PC | 659.1
Y6N10JM240A0 | 光纖跳接線，PATCH CORD 二芯 LC/ST 接頭 50/125um 3.0mm 20M/PC | 682.33
Y6N10JM241A0 | 光纖跳接線，PATCH CORD 二芯 ST/ST 接頭 62.5/125um 3.0mm 1M/PC | 336.29
Y6N10JM242A0 | 光纖跳接線，PATCH CORD 二芯 ST/ST 接頭 62.5/125um 3.0mm 2M/PC | 357.49
Y6N10JM243A0 | 光纖跳接線，PATCH CORD 二芯 ST/ST 接頭 62.5/125um 3.0mm 3M/PC | 375.67
Y6N10JM244A0 | 光纖跳接線，PATCH CORD 二芯 ST/ST 接頭 62.5/125um 3.0mm 4M/PC | 393.85
Y6N10JM245A0 | 光纖跳接線，PATCH CORD 二芯 ST/ST 接頭 62.5/125um 3.0mm 5M/PC | 408.32
Y6N10JM246A0 | 光纖跳接線，PATCH CORD 二芯 ST/ST 接頭 62.5/125um 3.0mm 6M/PC | 430.54
Y6N10JM247A0 | 光纖跳接線，PATCH CORD 二芯 ST/ST 接頭 62.5/125um 3.0mm 7M/PC | 443.66
Y6N10JM248A0 | 光纖跳接線，PATCH CORD 二芯 ST/ST 接頭 62.5/125um 3.0mm 8M/PC | 465.88
Y6N10JM249A0 | 光纖跳接線，PATCH CORD 二芯 ST/ST 接頭 62.5/125um 3.0mm 9M/PC | 479.01
Y6N10JM250A0 | 光纖跳接線，PATCH CORD 二芯 ST/ST 接頭 62.5/125um 3.0mm 10M/PC | 501.23
Y6N10JM251A0 | 光纖跳接線，PATCH CORD 二芯 ST/ST 接頭 62.5/125um 3.0mm 11M/PC | 520.76
Y6N10JM252A0 | 光纖跳接線，PATCH CORD 二芯 ST/ST 接頭 62.5/125um 3.0mm 12M/PC | 527.83
Y6N10JM253A0 | 光纖跳接線，PATCH CORD 二芯 ST/ST 接頭 62.5/125um 3.0mm 13M/PC | 556.1
Y6N10JM254A0 | 光纖跳接線，PATCH CORD 二芯 ST/ST 接頭 62.5/125um 3.0mm 14M/PC | 562.16
Y6N10JM255A0 | 光纖跳接線，PATCH CORD 二芯 ST/ST 接頭 62.5/125um 3.0mm 15M/PC | 592.46
Y6N10JM256A0 | 光纖跳接線，PATCH CORD 二芯 ST/ST 接頭 62.5/125um 3.0mm 16M/PC | 604.58
Y6N10JM257A0 | 光纖跳接線，PATCH CORD 二芯 ST/ST 接頭 62.5/125um 3.0mm 17M/PC | 621.75
Y6N10JM258A0 | 光纖跳接線，PATCH CORD 二芯 ST/ST 接頭 62.5/125um 3.0mm 18M/PC | 646.31
Y6N10JM259A0 | 光纖跳接線，PATCH CORD 二芯 ST/ST 接頭 62.5/125um 3.0mm 19M/PC | 658.43
Y6N10JM260A0 | 光纖跳接線，PATCH CORD 二芯 ST/ST 接頭 62.5/125um 3.0mm 20M/PC | 681.66
Y6N10JM261A0 | 光纖跳接線，PATCH CORD 二芯 SC/SC 接頭 62.5/125um 3.0mm 1M/PC | 336.29
Y6N10JM262A0 | 光纖跳接線，PATCH CORD 二芯 SC/SC 接頭 62.5/125um 3.0mm 2M/PC | 357.49
Y6N10JM263A0 | 光纖跳接線，PATCH CORD 二芯 SC/SC 接頭 62.5/125um 3.0mm 3M/PC | 375.67
Y6N10JM264A0 | 光纖跳接線，PATCH CORD 二芯 SC/SC 接頭 62.5/125um 3.0mm 4M/PC | 393.85
Y6N10JM265A0 | 光纖跳接線，PATCH CORD 二芯 SC/SC 接頭 62.5/125um 3.0mm 5M/PC | 408.32
Y6N10JM266A0 | 光纖跳接線，PATCH CORD 二芯 SC/SC 接頭 62.5/125um 3.0mm 6M/PC | 430.54
Y6N10JM267A0 | 光纖跳接線，PATCH CORD 二芯 SC/SC 接頭 62.5/125um 3.0mm 7M/PC | 443.66
Y6N10JM268A0 | 光纖跳接線，PATCH CORD 二芯 SC/SC 接頭 62.5/125um 3.0mm 8M/PC | 465.88
Y6N10JM269A0 | 光纖跳接線，PATCH CORD 二芯 SC/SC 接頭 62.5/125um 3.0mm 9M/PC | 479.01
Y6N10JM270A0 | 光纖跳接線，PATCH CORD 二芯 SC/SC 接頭 62.5/125um 3.0mm 10M/PC | 501.23
Y6N10JM271A0 | 光纖跳接線，PATCH CORD 二芯 SC/SC 接頭 62.5/125um 3.0mm 11M/PC | 520.76
Y6N10JM272A0 | 光纖跳接線，PATCH CORD 二芯 SC/SC 接頭 62.5/125um 3.0mm 12M/PC | 527.83
Y6N10JM273A0 | 光纖跳接線，PATCH CORD 二芯 SC/SC 接頭 62.5/125um 3.0mm 13M/PC | 556.1
Y6N10JM274A0 | 光纖跳接線，PATCH CORD 二芯 SC/SC 接頭 62.5/125um 3.0mm 14M/PC | 562.16
Y6N10JM275A0 | 光纖跳接線，PATCH CORD 二芯 SC/SC 接頭 62.5/125um 3.0mm 15M/PC | 592.46
Y6N10JM276A0 | 光纖跳接線，PATCH CORD 二芯 SC/SC 接頭 62.5/125um 3.0mm 16M/PC | 604.58
Y6N10JM277A0 | 光纖跳接線，PATCH CORD 二芯 SC/SC 接頭 62.5/125um 3.0mm 17M/PC | 621.75
Y6N10JM278A0 | 光纖跳接線，PATCH CORD 二芯 SC/SC 接頭 62.5/125um 3.0mm 18M/PC | 646.31
Y6N10JM279A0 | 光纖跳接線，PATCH CORD 二芯 SC/SC 接頭 62.5/125um 3.0mm 19M/PC | 658.43
Y6N10JM280A0 | 光纖跳接線，PATCH CORD 二芯 SC/SC 接頭 62.5/125um 3.0mm 20M/PC | 681.66
Y6N10JM281A0 | 光纖跳接線，PATCH CORD 二芯 LC/LC 接頭 62.5/125um 3.0mm 1M/PC | 336.62
Y6N10JM282A0 | 光纖跳接線，PATCH CORD 二芯 LC/LC 接頭 62.5/125um 3.0mm 2M/PC | 357.82
Y6N10JM283A0 | 光纖跳接線，PATCH CORD 二芯 LC/LC 接頭 62.5/125um 3.0mm 3M/PC | 376
Y6N10JM284A0 | 光纖跳接線，PATCH CORD 二芯 LC/LC 接頭 62.5/125um 3.0mm 4M/PC | 394.52
Y6N10JM285A0 | 光纖跳接線，PATCH CORD 二芯 LC/LC 接頭 62.5/125um 3.0mm 5M/PC | 408.66
Y6N10JM286A0 | 光纖跳接線，PATCH CORD 二芯 LC/LC 接頭 62.5/125um 3.0mm 6M/PC | 430.88
Y6N10JM287A0 | 光纖跳接線，PATCH CORD 二芯 LC/LC 接頭 62.5/125um 3.0mm 7M/PC | 444
Y6N10JM288A0 | 光纖跳接線，PATCH CORD 二芯 LC/LC 接頭 62.5/125um 3.0mm 8M/PC | 466.55
Y6N10JM289A0 | 光纖跳接線，PATCH CORD 二芯 LC/LC 接頭 62.5/125um 3.0mm 9M/PC | 479.68
Y6N10JM290A0 | 光纖跳接線，PATCH CORD 二芯 LC/LC 接頭 62.5/125um 3.0mm 10M/PC | 501.9
Y6N10JM291A0 | 光纖跳接線，PATCH CORD 二芯 LC/LC 接頭 62.5/125um 3.0mm 11M/PC | 521.09
Y6N10JM292A0 | 光纖跳接線，PATCH CORD 二芯 LC/LC 接頭 62.5/125um 3.0mm 12M/PC | 528.16
Y6N10JM293A0 | 光纖跳接線，PATCH CORD 二芯 LC/LC 接頭 62.5/125um 3.0mm 13M/PC | 556.76
Y6N10JM294A0 | 光纖跳接線，PATCH CORD 二芯 LC/LC 接頭 62.5/125um 3.0mm 14M/PC | 562.82
Y6N10JM295A0 | 光纖跳接線，PATCH CORD 二芯 LC/LC 接頭 62.5/125um 3.0mm 15M/PC | 593.12
Y6N10JM296A0 | 光纖跳接線，PATCH CORD 二芯 LC/LC 接頭 62.5/125um 3.0mm 16M/PC | 605.24
Y6N10JM297A0 | 光纖跳接線，PATCH CORD 二芯 LC/LC 接頭 62.5/125um 3.0mm 17M/PC | 622.41
Y6N10JM298A0 | 光纖跳接線，PATCH CORD 二芯 LC/LC 接頭 62.5/125um 3.0mm 18M/PC | 646.98
Y6N10JM299A0 | 光纖跳接線，PATCH CORD 二芯 LC/LC 接頭 62.5/125um 3.0mm 19M/PC | 659.1
Y6N10JM300A0 | 光纖跳接線，PATCH CORD 二芯 LC/LC 接頭 62.5/125um 3.0mm 20M/PC | 682.33
Y6N10JM301A0 | 光纖跳接線，PATCH CORD 二芯 SC/ST 接頭 62.5/125um 3.0mm 1M/PC | 336.29
Y6N10JM302A0 | 光纖跳接線，PATCH CORD 二芯 SC/ST 接頭 62.5/125um 3.0mm 2M/PC | 357.49
Y6N10JM303A0 | 光纖跳接線，PATCH CORD 二芯 SC/ST 接頭 62.5/125um 3.0mm 3M/PC | 375.67
Y6N10JM304A0 | 光纖跳接線，PATCH CORD 二芯 SC/ST 接頭 62.5/125um 3.0mm 4M/PC | 393.85
Y6N10JM305A0 | 光纖跳接線，PATCH CORD 二芯 SC/ST 接頭 62.5/125um 3.0mm 5M/PC | 408.32
Y6N10JM306A0 | 光纖跳接線，PATCH CORD 二芯 SC/ST 接頭 62.5/125um 3.0mm 6M/PC | 430.54
Y6N10JM307A0 | 光纖跳接線，PATCH CORD 二芯 SC/ST 接頭 62.5/125um 3.0mm 7M/PC | 443.66
Y6N10JM308A0 | 光纖跳接線，PATCH CORD 二芯 SC/ST 接頭 62.5/125um 3.0mm 8M/PC | 465.88
Y6N10JM309A0 | 光纖跳接線，PATCH CORD 二芯 SC/ST 接頭 62.5/125um 3.0mm 9M/PC | 479.01
Y6N10JM310A0 | 光纖跳接線，PATCH CORD 二芯 SC/ST 接頭 62.5/125um 3.0mm 10M/PC | 501.23
Y6N10JM311A0 | 光纖跳接線，PATCH CORD 二芯 SC/ST 接頭 62.5/125um 3.0mm 11M/PC | 520.76
Y6N10JM312A0 | 光纖跳接線，PATCH CORD 二芯 SC/ST 接頭 62.5/125um 3.0mm 12M/PC | 527.83
Y6N10JM313A0 | 光纖跳接線，PATCH CORD 二芯 SC/ST 接頭 62.5/125um 3.0mm 13M/PC | 556.1
Y6N10JM314A0 | 光纖跳接線，PATCH CORD 二芯 SC/ST 接頭 62.5/125um 3.0mm 14M/PC | 562.16
Y6N10JM315A0 | 光纖跳接線，PATCH CORD 二芯 SC/ST 接頭 62.5/125um 3.0mm 15M/PC | 592.46
Y6N10JM316A0 | 光纖跳接線，PATCH CORD 二芯 SC/ST 接頭 62.5/125um 3.0mm 16M/PC | 604.58
Y6N10JM317A0 | 光纖跳接線，PATCH CORD 二芯 SC/ST 接頭 62.5/125um 3.0mm 17M/PC | 621.75
Y6N10JM318A0 | 光纖跳接線，PATCH CORD 二芯 SC/ST 接頭 62.5/125um 3.0mm 18M/PC | 646.31
Y6N10JM319A0 | 光纖跳接線，PATCH CORD 二芯 SC/ST 接頭 62.5/125um 3.0mm 19M/PC | 658.43
Y6N10JM320A0 | 光纖跳接線，PATCH CORD 二芯 SC/ST 接頭 62.5/125um 3.0mm 20M/PC | 681.66
Y6N10JM321A0 | 光纖跳接線，PATCH CORD 二芯 LC/SC 接頭 62.5/125um 3.0mm 1M/PC | 336.62
Y6N10JM322A0 | 光纖跳接線，PATCH CORD 二芯 LC/SC 接頭 62.5/125um 3.0mm 2M/PC | 357.82
Y6N10JM323A0 | 光纖跳接線，PATCH CORD 二芯 LC/SC 接頭 62.5/125um 3.0mm 3M/PC | 376
Y6N10JM324A0 | 光纖跳接線，PATCH CORD 二芯 LC/SC 接頭 62.5/125um 3.0mm 4M/PC | 394.52
Y6N10JM325A0 | 光纖跳接線，PATCH CORD 二芯 LC/SC 接頭 62.5/125um 3.0mm 5M/PC | 408.66
Y6N10JM326A0 | 光纖跳接線，PATCH CORD 二芯 LC/SC 接頭 62.5/125um 3.0mm 6M/PC | 430.88
Y6N10JM327A0 | 光纖跳接線，PATCH CORD 二芯 LC/SC 接頭 62.5/125um 3.0mm 7M/PC | 444
Y6N10JM328A0 | 光纖跳接線，PATCH CORD 二芯 LC/SC 接頭 62.5/125um 3.0mm 8M/PC | 466.55
Y6N10JM329A0 | 光纖跳接線，PATCH CORD 二芯 LC/SC 接頭 62.5/125um 3.0mm 9M/PC | 479.68
Y6N10JM330A0 | 光纖跳接線，PATCH CORD 二芯 LC/SC 接頭 62.5/125um 3.0mm 10M/PC | 501.9
Y6N10JM331A0 | 光纖跳接線，PATCH CORD 二芯 LC/SC 接頭 62.5/125um 3.0mm 11M/PC | 521.09
Y6N10JM332A0 | 光纖跳接線，PATCH CORD 二芯 LC/SC 接頭 62.5/125um 3.0mm 12M/PC | 528.16
Y6N10JM333A0 | 光纖跳接線，PATCH CORD 二芯 LC/SC 接頭 62.5/125um 3.0mm 13M/PC | 556.76
Y6N10JM334A0 | 光纖跳接線，PATCH CORD 二芯 LC/SC 接頭 62.5/125um 3.0mm 14M/PC | 562.82
Y6N10JM335A0 | 光纖跳接線，PATCH CORD 二芯 LC/SC 接頭 62.5/125um 3.0mm 15M/PC | 593.12
Y6N10JM336A0 | 光纖跳接線，PATCH CORD 二芯 LC/SC 接頭 62.5/125um 3.0mm 16M/PC | 605.24
Y6N10JM337A0 | 光纖跳接線，PATCH CORD 二芯 LC/SC 接頭 62.5/125um 3.0mm 17M/PC | 622.41
Y6N10JM338A0 | 光纖跳接線，PATCH CORD 二芯 LC/SC 接頭 62.5/125um 3.0mm 18M/PC | 646.98
Y6N10JM339A0 | 光纖跳接線，PATCH CORD 二芯 LC/SC 接頭 62.5/125um 3.0mm 19M/PC | 659.1
Y6N10JM340A0 | 光纖跳接線，PATCH CORD 二芯 LC/SC 接頭 62.5/125um 3.0mm 20M/PC | 682.33
Y6N10JM341A0 | 光纖跳接線，PATCH CORD 二芯 LC/ST 接頭 62.5/125um 3.0mm 1M/PC | 336.62
Y6N10JM342A0 | 光纖跳接線，PATCH CORD 二芯 LC/ST 接頭 62.5/125um 3.0mm 2M/PC | 357.82
Y6N10JM343A0 | 光纖跳接線，PATCH CORD 二芯 LC/ST 接頭 62.5/125um 3.0mm 3M/PC | 376
Y6N10JM344A0 | 光纖跳接線，PATCH CORD 二芯 LC/ST 接頭 62.5/125um 3.0mm 4M/PC | 394.52
Y6N10JM345A0 | 光纖跳接線，PATCH CORD 二芯 LC/ST 接頭 62.5/125um 3.0mm 5M/PC | 408.66
Y6N10JM346A0 | 光纖跳接線，PATCH CORD 二芯 LC/ST 接頭 62.5/125um 3.0mm 6M/PC | 430.88
Y6N10JM347A0 | 光纖跳接線，PATCH CORD 二芯 LC/ST 接頭 62.5/125um 3.0mm 7M/PC | 444
Y6N10JM348A0 | 光纖跳接線，PATCH CORD 二芯 LC/ST 接頭 62.5/125um 3.0mm 8M/PC | 466.55
Y6N10JM349A0 | 光纖跳接線，PATCH CORD 二芯 LC/ST 接頭 62.5/125um 3.0mm 9M/PC | 479.68
Y6N10JM350A0 | 光纖跳接線，PATCH CORD 二芯 LC/ST 接頭 62.5/125um 3.0mm 10M/PC | 501.9
Y6N10JM351A0 | 光纖跳接線，PATCH CORD 二芯 LC/ST 接頭 62.5/125um 3.0mm 11M/PC | 521.09
Y6N10JM352A0 | 光纖跳接線，PATCH CORD 二芯 LC/ST 接頭 62.5/125um 3.0mm 12M/PC | 528.16
Y6N10JM353A0 | 光纖跳接線，PATCH CORD 二芯 LC/ST 接頭 62.5/125um 3.0mm 13M/PC | 556.76
Y6N10JM354A0 | 光纖跳接線，PATCH CORD 二芯 LC/ST 接頭 62.5/125um 3.0mm 14M/PC | 562.82
Y6N10JM355A0 | 光纖跳接線，PATCH CORD 二芯 LC/ST 接頭 62.5/125um 3.0mm 15M/PC | 593.12
Y6N10JM356A0 | 光纖跳接線，PATCH CORD 二芯 LC/ST 接頭 62.5/125um 3.0mm 16M/PC | 605.24
Y6N10JM357A0 | 光纖跳接線，PATCH CORD 二芯 LC/ST 接頭 62.5/125um 3.0mm 17M/PC | 622.41
Y6N10JM358A0 | 光纖跳接線，PATCH CORD 二芯 LC/ST 接頭 62.5/125um 3.0mm 18M/PC | 646.98
Y6N10JM359A0 | 光纖跳接線，PATCH CORD 二芯 LC/ST 接頭 62.5/125um 3.0mm 19M/PC | 659.1
Y6N10JM360A0 | 光纖跳接線，PATCH CORD 二芯 LC/ST 接頭 62.5/125um 3.0mm 20M/PC | 682.33
Y6N10JN001A0 | 外迫式電纜固定頭 M-16 | 31.41
Y6N10JN002A0 | 外迫式電纜固定頭 M-20 | 32.62
Y6N10JN003A0 | 外迫式電纜固定頭 M-25 | 39.49
Y6N10JN004A0 | 外迫式電纜固定頭 M-32 | 69.61
Y6N10JN005A0 | 外迫式電纜固定頭 M-40 | 104.53
Y6N10JN006A0 | 外迫式電纜固定頭 M-50 | 139.37
Y6N10JN007A0 | 外迫式電纜固定頭 M-63 | 209.05
Y6N10JN008A0 | 極限開關電纜固定頭 | 48.96
Y6N10JN009A0 | CABLE TIE CV-450 KSS | 522.63
Y6N10JN010A0 | CABLE TIE CV-380 KSS | 365.58
Y6N10JN011A0 | CABLE TIE CV-300 KSS | 217.13
Y6N10JN012A0 | CABLE TIE CV-250 KSS | 146.43
Y6N10JN013A0 | CABLE TIE CV-200 KSS | 114.12
Y6N10JN014A0 | 不銹鋼鋼索SUS WIRE ROPE 1/4" | 65.64
Y6N10JN015A0 | 不銹鋼鋼索夾SUS WIRE ROPE CLIP 1/4" | 48.48
Y6N10JN016A0 | 鋼索夾WIRE ROPE CLIP 1/4" | 22.22
Y6N10JN017A0 | 鋼索夾WIRE ROPE CLIP 3/8" | 35.35
Y6N10JN018A0 | 膨脹螺絲1/4"*2" | 5.99
Y6N10JN019A0 | 不銹鋼膨脹螺絲SUS304 1/4"x2" | 9.29
Y6N10JN020A0 | 不銹鋼膨脹螺絲SUS304 3/8"x3" | 23.74
Y6N10JN021A0 | 不銹鋼膨脹螺絲SUS304 1/2"x4" | 37.57
Y6N10JN022A0 | 不銹鋼膨脹螺絲SUS304 5/8"x4" | 52.81
Y6N10JN024A0 | PVC密封式絕緣配線槽 W25×H25MM 2M/PC (乳白色) | 91.66
Y6N10JN025A0 | PVC密封式絕緣配線槽 W50×H50MM 2M/PC (乳白色) | 178.31
Y6N10JN026A0 | PVC 配線壓條全冠-TD-4-M 1M/PC (乳白色) | 38.17
Y6N10JN027A0 | PVC 地板配線壓條全冠-RTD-40M 1M/PC (圓弧乳白) | 95.16
Y6N10JN028A0 | PVC 地板配線壓條全冠-RTD-50M 1M/PC (圓弧乳白) | 106.82
Y6N10JN029A0 | PVC 地板配線壓條全冠-RTD-60M 1M/PC (圓弧乳白) | 116.14
Y6N10JN030A0 | 埋入式配電盤(上安SPL-0810) | 1639.16
Y6N10JN031A0 | 埋入式配電盤(上安SPL-1010) | 1713.15
Y6N10JN032A0 | 埋入式配電盤(上安SPL-1410) | 1815.91
Y6N10JN033A0 | 埋入式配電盤(上安SPL-1810) | 2276.44
Y6N10JN034A0 | 埋入式配電盤(上安SPL-2210) | 2703.72
Y6N10JN035A0 | 埋入式配電盤(上安SPL-2610) | 3356.33
Y6N10JN036A0 | 埋入式配電盤(上安SPL-3410) | 4256.23
Y6N10JN037A0 | 白鐵壁虎3/8"*4"L (外牙) | 34.54
Y6N10JN039A0 | 防雨型高分貝閃光警報器(TYPE:TY-6079) | 238.65
Y6N10JN040A0 | PP編織袋(太空包) 90cm×90cm×140cm | 302.97
Y6N10JN044A0 | 氟碳樹脂面漆(#25) | 5254.49
Y6N10JN045A0 | 氟碳樹脂面漆調薄劑 | 434.26
Y6N10JN047A0 | EPOXY柏油漆 | 449.4
Y6N10JN051A0 | EPOXY高固型份漆 | 1232.07
Y6N10JN052A0 | EPOXY合金鋼底漆 | 656.43
Y6N10JN053A0 | EPOXY透明水泥底漆 | 590.79
Y6N10JN055A0 | 聚氨基甲酸樹脂面漆 | 1221.97
Y6N10JN056A0 | 聚氨基甲酸樹脂面漆調薄劑 | 358.51
Y6N10JN057A0 | 無機鋅粉底漆 | 1827.91
Y6N10JN058A0 | 無機鋅粉調薄劑 | 368.61
Y6N10JN059A0 | 有機鋅粉底漆 | 1859.81
Y6N10JN060A0 | 單液型濕氣硬化型鋅粉漆 | 2566.41
Y6N10JN061A0 | 300℃耐熱底漆 | 919.01
Y6N10JN062A0 | 300℃耐熱面漆(銀、灰色) | 1041.29
Y6N10JN063A0 | 300℃耐熱面漆(紅、白色) | 1654.75
Y6N10JN064A0 | 600℃耐熱底漆 | 1231.87
Y6N10JN065A0 | 600℃耐熱面漆(銀、灰色) | 1339.53
Y6N10JN066A0 | 耐熱漆調薄劑 | 431.49
Y6N10JN067A0 | 路線漆 | 412.57
Y6N10JN068A0 | 路線漆專用調薄劑 | 447.42
Y6N10JN069A0 | 平光型水性水泥漆 | 583.94
Y6N10JN070A0 | 油性水泥漆 | 744.12
Y6N10JN071A0 | 乳膠漆 | 1296.2
Y6N10JN072A0 | 螢光漆 | 1934.8
Y6N10JN073A0 | 二甲苯 | 311.05
Y6N10JN074A0 | 裝腳礙子15KV(含螺桿) | 287.82
Y6N10JN075A0 | 發泡劑 | 187.84
Y6N10JN076A0 | 定時器 國際牌 TB389NT7(停電補償) AC110V/220V 附鐵殼 | 1742.07
Y6N10JN077A0 | 定時器 FRONTIER金嶧 TM6331AB ，壁掛式，AB接點，配線式，(接點輸出式)，AC110V/220V | 1451.73
Y6N10JN079A0 | 其他委託乙方購置材料 | 1
Y6N10JN080A0 | 不鏽鋼 CABLE TIE, 4.6x200mm,100PCS/PG (BSTC-201或同級品) | 1242.17
Y6N10JN081A0 | 不鏽鋼 CABLE TIE, 4.6x260mm,100PCS/PG (BSTC-266或同級品) | 1434.05
Y6N10JN082A0 | 不鏽鋼 CABLE TIE, 4.6x300mm,100PCS/PG (BSTC-300或同級品) | 1636.03
Y6N10JN083A0 | 不鏽鋼 CABLE TIE, 4.6x360mm,100PCS/PG (BSTC-362或同級品) | 2029.89
Y6N10JN084A0 | 不鏽鋼 CABLE TIE, 4.6x520mm,100PCS/PG (BSTC-521或同級品) | 2959
Y6N10JN085A0 | 外迫式電纜固定頭 MG75A | 754.9
Y6N10JN086A0 | 外迫式電纜固定頭 FGA88-77B 3" | 1262.37
Y6N10JN087A0 | 不銹鋼鋼索SUS WIRE ROPE 3/8" | 383.76
Y6N10JN088A0 | 鍍鋅鍛鋼鬆緊螺旋扣 | 65.64
Y6N10JN089A0 | 高壓電纜固定夾 | 129.99
Y6N10JN090A0 | 熔接火泥 #150 | 229.98
Y6N10JN091A0 | 電木板 1.2 M x 1 M x 4 mm | 2231.44
Y6N10JN093A0 | 鐵氟龍束帶 長370mm*7.6mm | 9565.69
Y6N10JN094A0 | 鐵氟龍束帶 長370mm*4.8mm | 8499.13
Y6N10JN095A0 | 鐵氟龍束帶 長300mm*4.8mm | 8089.17
Y6N10JN096A0 | 鐵氟龍束帶 長250mm*4.8mm | 6066.05
Y6N10JN097A0 | 鐵氟龍束帶 長200mm*3.4mm | 4566.2
Y6N10L0001A0 | 防爆照明燈, 40W及以下 | 327.29
Y6N10L0001B0 | 防爆照明燈, 40W及以下 | 163.64
Y6N10L0001C0 | 防爆照明燈, 40W及以下 | 360.01
Y6N10L0001D0 | 防爆照明燈, 40W及以下 | 180.01
Y6N10L0001E0 | 防爆照明燈, 40W及以下 | 392.75
Y6N10L0001F0 | 防爆照明燈, 40W及以下 | 196.37
Y6N10L0001G0 | 防爆照明燈, 40W及以下 | 425.48
Y6N10L0001H0 | 防爆照明燈, 40W及以下 | 212.74
Y6N10L0002A0 | 防爆照明燈, 41W~80W | 736.39
Y6N10L0002B0 | 防爆照明燈, 41W~80W | 368.2
Y6N10L0002C0 | 防爆照明燈, 41W~80W | 810.04
Y6N10L0002D0 | 防爆照明燈, 41W~80W | 405.02
Y6N10L0002E0 | 防爆照明燈, 41W~80W | 883.68
Y6N10L0002F0 | 防爆照明燈, 41W~80W | 441.83
Y6N10L0002G0 | 防爆照明燈, 41W~80W | 957.32
Y6N10L0002H0 | 防爆照明燈, 41W~80W | 478.66
Y6N10L0003A0 | 防爆照明燈, 81W~120W | 818.22
Y6N10L0003B0 | 防爆照明燈, 81W~120W | 409.11
Y6N10L0003C0 | 防爆照明燈, 81W~120W | 900.04
Y6N10L0003D0 | 防爆照明燈, 81W~120W | 450.02
Y6N10L0003E0 | 防爆照明燈, 81W~120W | 981.86
Y6N10L0003F0 | 防爆照明燈, 81W~120W | 490.93
Y6N10L0003G0 | 防爆照明燈, 81W~120W | 1063.69
Y6N10L0003H0 | 防爆照明燈, 81W~120W | 531.85
Y6N10L0004A0 | 防爆照明燈,121W~160W | 900.04
Y6N10L0004B0 | 防爆照明燈,121W~160W | 450.02
Y6N10L0004C0 | 防爆照明燈,121W~160W | 990.05
Y6N10L0004D0 | 防爆照明燈,121W~160W | 495.02
Y6N10L0004E0 | 防爆照明燈,121W~160W | 1080.05
Y6N10L0004F0 | 防爆照明燈,121W~160W | 540.02
Y6N10L0004G0 | 防爆照明燈,121W~160W | 1170.05
Y6N10L0004H0 | 防爆照明燈,121W~160W | 585.03
Y6N10L0005A0 | 防爆照明燈,161W~200W | 981.86
Y6N10L0005B0 | 防爆照明燈,161W~200W | 490.93
Y6N10L0005C0 | 防爆照明燈,161W~200W | 1080.05
Y6N10L0005D0 | 防爆照明燈,161W~200W | 540.02
Y6N10L0005E0 | 防爆照明燈,161W~200W | 1178.24
Y6N10L0005F0 | 防爆照明燈,161W~200W | 589.12
Y6N10L0005G0 | 防爆照明燈,161W~200W | 1276.42
Y6N10L0005H0 | 防爆照明燈,161W~200W | 638.21
Y6N10L0006A0 | 防爆照明燈,201W及以上 | 1145.51
Y6N10L0006B0 | 防爆照明燈,201W及以上 | 572.75
Y6N10L0006C0 | 防爆照明燈,201W及以上 | 1260.06
Y6N10L0006D0 | 防爆照明燈,201W及以上 | 630.03
Y6N10L0006E0 | 防爆照明燈,201W及以上 | 1374.61
Y6N10L0006F0 | 防爆照明燈,201W及以上 | 687.31
Y6N10L0006G0 | 防爆照明燈,201W及以上 | 1489.16
Y6N10L0006H0 | 防爆照明燈,201W及以上 | 744.58
Y6N10L0007A0 | T5日光燈(嵌入式、吸頂式及吊燈) 28W及以下、LED 燈管 14W及以下 | 490.93
Y6N10L0007B0 | T5日光燈(嵌入式、吸頂式及吊燈) 28W及以下、LED 燈管 14W及以下 | 245.46
Y6N10L0007C0 | T5日光燈(嵌入式、吸頂式及吊燈) 28W及以下、LED 燈管 14W及以下 | 540.02
Y6N10L0007D0 | T5日光燈(嵌入式、吸頂式及吊燈) 28W及以下、LED 燈管 14W及以下 | 270.01
Y6N10L0007E0 | T5日光燈(嵌入式、吸頂式及吊燈) 28W及以下、LED 燈管 14W及以下 | 589.12
Y6N10L0007F0 | T5日光燈(嵌入式、吸頂式及吊燈) 28W及以下、LED 燈管 14W及以下 | 294.56
Y6N10L0007G0 | T5日光燈(嵌入式、吸頂式及吊燈) 28W及以下、LED 燈管 14W及以下 | 638.21
Y6N10L0007H0 | T5日光燈(嵌入式、吸頂式及吊燈) 28W及以下、LED 燈管 14W及以下 | 319.11
Y6N10L0008A0 | T5日光燈(嵌入式、吸頂式及吊燈) 29~56W、LED 燈管 15~28W | 531.85
Y6N10L0008B0 | T5日光燈(嵌入式、吸頂式及吊燈) 29~56W、LED 燈管 15~28W | 265.92
Y6N10L0008C0 | T5日光燈(嵌入式、吸頂式及吊燈) 29~56W、LED 燈管 15~28W | 585.03
Y6N10L0008D0 | T5日光燈(嵌入式、吸頂式及吊燈) 29~56W、LED 燈管 15~28W | 292.51
Y6N10L0008E0 | T5日光燈(嵌入式、吸頂式及吊燈) 29~56W、LED 燈管 15~28W | 638.21
Y6N10L0008F0 | T5日光燈(嵌入式、吸頂式及吊燈) 29~56W、LED 燈管 15~28W | 319.11
Y6N10L0008G0 | T5日光燈(嵌入式、吸頂式及吊燈) 29~56W、LED 燈管 15~28W | 691.4
Y6N10L0008H0 | T5日光燈(嵌入式、吸頂式及吊燈) 29~56W、LED 燈管 15~28W | 345.69
Y6N10L0009A0 | T5日光燈(嵌入式、吸頂式及吊燈) 57~84W、LED 燈管 29~42W | 593.21
Y6N10L0009B0 | T5日光燈(嵌入式、吸頂式及吊燈) 57~84W、LED 燈管 29~42W | 296.61
Y6N10L0009C0 | T5日光燈(嵌入式、吸頂式及吊燈) 57~84W、LED 燈管 29~42W | 652.53
Y6N10L0009D0 | T5日光燈(嵌入式、吸頂式及吊燈) 57~84W、LED 燈管 29~42W | 326.27
Y6N10L0009E0 | T5日光燈(嵌入式、吸頂式及吊燈) 57~84W、LED 燈管 29~42W | 711.85
Y6N10L0009F0 | T5日光燈(嵌入式、吸頂式及吊燈) 57~84W、LED 燈管 29~42W | 355.92
Y6N10L0009G0 | T5日光燈(嵌入式、吸頂式及吊燈) 57~84W、LED 燈管 29~42W | 771.17
Y6N10L0009H0 | T5日光燈(嵌入式、吸頂式及吊燈) 57~84W、LED 燈管 29~42W | 385.59
Y6N10L0010A0 | T5日光燈(嵌入式、吸頂式及吊燈) 85~112W、LED 燈管 43~56W | 654.57
Y6N10L0010B0 | T5日光燈(嵌入式、吸頂式及吊燈) 85~112W、LED 燈管 43~56W | 327.29
Y6N10L0010C0 | T5日光燈(嵌入式、吸頂式及吊燈) 85~112W、LED 燈管 43~56W | 720.04
Y6N10L0010D0 | T5日光燈(嵌入式、吸頂式及吊燈) 85~112W、LED 燈管 43~56W | 360.01
Y6N10L0010E0 | T5日光燈(嵌入式、吸頂式及吊燈) 85~112W、LED 燈管 43~56W | 785.49
Y6N10L0010F0 | T5日光燈(嵌入式、吸頂式及吊燈) 85~112W、LED 燈管 43~56W | 392.75
Y6N10L0010G0 | T5日光燈(嵌入式、吸頂式及吊燈) 85~112W、LED 燈管 43~56W | 850.95
Y6N10L0010H0 | T5日光燈(嵌入式、吸頂式及吊燈) 85~112W、LED 燈管 43~56W | 425.48
Y6N10L0011A0 | 高空照明燈 (含POWER SUPPLY或安定器) | 852.31
Y6N10L0011B0 | 高空照明燈 (含POWER SUPPLY或安定器) | 426.16
Y6N10L0011C0 | 高空照明燈 (含POWER SUPPLY或安定器) | 937.54
Y6N10L0011D0 | 高空照明燈 (含POWER SUPPLY或安定器) | 468.77
Y6N10L0011E0 | 高空照明燈 (含POWER SUPPLY或安定器) | 1022.77
Y6N10L0011F0 | 高空照明燈 (含POWER SUPPLY或安定器) | 511.39
Y6N10L0011G0 | 高空照明燈 (含POWER SUPPLY或安定器) | 1108.01
Y6N10L0011H0 | 高空照明燈 (含POWER SUPPLY或安定器) | 554
Y6N10L0012A0 | 高空照明燈 (不含POWER SUPPLY或安定器) | 724.47
Y6N10L0012B0 | 高空照明燈 (不含POWER SUPPLY或安定器) | 362.23
Y6N10L0012C0 | 高空照明燈 (不含POWER SUPPLY或安定器) | 796.91
Y6N10L0012D0 | 高空照明燈 (不含POWER SUPPLY或安定器) | 398.46
Y6N10L0012E0 | 高空照明燈 (不含POWER SUPPLY或安定器) | 869.36
Y6N10L0012F0 | 高空照明燈 (不含POWER SUPPLY或安定器) | 434.68
Y6N10L0012G0 | 高空照明燈 (不含POWER SUPPLY或安定器) | 941.8
Y6N10L0012H0 | 高空照明燈 (不含POWER SUPPLY或安定器) | 470.9
Y6N10L0013A0 | 投光燈及屋外燈 (含POWER SUPPLY或安定器) | 1363.7
Y6N10L0013B0 | 投光燈及屋外燈 (含POWER SUPPLY或安定器) | 681.85
Y6N10L0013C0 | 投光燈及屋外燈 (含POWER SUPPLY或安定器) | 1500.07
Y6N10L0013D0 | 投光燈及屋外燈 (含POWER SUPPLY或安定器) | 750.03
Y6N10L0013E0 | 投光燈及屋外燈 (含POWER SUPPLY或安定器) | 1636.44
Y6N10L0013F0 | 投光燈及屋外燈 (含POWER SUPPLY或安定器) | 818.22
Y6N10L0013G0 | 投光燈及屋外燈 (含POWER SUPPLY或安定器) | 1772.81
Y6N10L0013H0 | 投光燈及屋外燈 (含POWER SUPPLY或安定器) | 886.41
Y6N10L0014A0 | 投光燈及屋外燈 (不含POWER SUPPLY或安定器) | 1159.14
Y6N10L0014B0 | 投光燈及屋外燈 (不含POWER SUPPLY或安定器) | 579.57
Y6N10L0014C0 | 投光燈及屋外燈 (不含POWER SUPPLY或安定器) | 1275.06
Y6N10L0014D0 | 投光燈及屋外燈 (不含POWER SUPPLY或安定器) | 637.53
Y6N10L0014E0 | 投光燈及屋外燈 (不含POWER SUPPLY或安定器) | 1390.98
Y6N10L0014F0 | 投光燈及屋外燈 (不含POWER SUPPLY或安定器) | 695.49
Y6N10L0014G0 | 投光燈及屋外燈 (不含POWER SUPPLY或安定器) | 1506.89
Y6N10L0014H0 | 投光燈及屋外燈 (不含POWER SUPPLY或安定器) | 753.44
Y6N10L0015A0 | 高空照明燈、投光燈及屋外燈之POWER SUPPLY或安定器安裝(含接線)，僅適用於分離式 | 451.04
Y6N10L0015B0 | 高空照明燈、投光燈及屋外燈之POWER SUPPLY或安定器安裝(含接線)，僅適用於分離式 | 225.53
Y6N10L0015C0 | 高空照明燈、投光燈及屋外燈之POWER SUPPLY或安定器安裝(含接線)，僅適用於分離式 | 496.15
Y6N10L0015D0 | 高空照明燈、投光燈及屋外燈之POWER SUPPLY或安定器安裝(含接線)，僅適用於分離式 | 248.07
Y6N10L0015E0 | 高空照明燈、投光燈及屋外燈之POWER SUPPLY或安定器安裝(含接線)，僅適用於分離式 | 541.25
Y6N10L0015F0 | 高空照明燈、投光燈及屋外燈之POWER SUPPLY或安定器安裝(含接線)，僅適用於分離式 | 270.62
Y6N10L0015G0 | 高空照明燈、投光燈及屋外燈之POWER SUPPLY或安定器安裝(含接線)，僅適用於分離式 | 586.36
Y6N10L0015H0 | 高空照明燈、投光燈及屋外燈之POWER SUPPLY或安定器安裝(含接線)，僅適用於分離式 | 293.18
Y6N10L0016A0 | 高空燈插頭或插座 (含接線) | 300.7
Y6N10L0016B0 | 高空燈插頭或插座 (含接線) | 150.34
Y6N10L0016C0 | 高空燈插頭或插座 (含接線) | 330.77
Y6N10L0016D0 | 高空燈插頭或插座 (含接線) | 165.38
Y6N10L0016E0 | 高空燈插頭或插座 (含接線) | 360.83
Y6N10L0016F0 | 高空燈插頭或插座 (含接線) | 180.42
Y6N10L0016G0 | 高空燈插頭或插座 (含接線) | 390.9
Y6N10L0016H0 | 高空燈插頭或插座 (含接線) | 195.45
Y6N10L0017A0 | 日光燈管、一般燈泡或安定器 | 55.23
Y6N10L0017B0 | 日光燈管、一般燈泡或安定器 | 27.62
Y6N10L0017C0 | 日光燈管、一般燈泡或安定器 | 60.75
Y6N10L0017D0 | 日光燈管、一般燈泡或安定器 | 30.38
Y6N10L0017E0 | 日光燈管、一般燈泡或安定器 | 66.27
Y6N10L0017F0 | 日光燈管、一般燈泡或安定器 | 33.14
Y6N10L0017G0 | 日光燈管、一般燈泡或安定器 | 71.8
Y6N10L0017H0 | 日光燈管、一般燈泡或安定器 | 35.9
Y6N10L1001A0 | 高空燈,屋外照明燈燈泡更換 | 389
Y6N10L1001C0 | 高空燈,屋外照明燈燈泡更換 | 427.9
Y6N10L1001E0 | 高空燈,屋外照明燈燈泡更換 | 466.79
Y6N10L1001G0 | 高空燈,屋外照明燈燈泡更換 | 505.7
Y6N10L2001A0 | 燈泡型燈具(白織燈、鹵素燈、小型投光燈、筒燈) | 234.56
Y6N10L2001B0 | 燈泡型燈具(白織燈、鹵素燈、小型投光燈、筒燈) | 117.28
Y6N10L2002A0 | 路燈 | 2727.4
Y6N10L2002B0 | 路燈 | 1363.7
Y6N10L2003A0 | 鐵柱燈柱長4米及以下(吊車另計) | 876.18
Y6N10L2003B0 | 鐵柱燈柱長4米及以下(吊車另計) | 438.08
Y6N10L2004A0 | 鐵柱燈柱長4.1米及以上 (吊車另計) | 1315.62
Y6N10L2004B0 | 鐵柱燈柱長4.1米及以上 (吊車另計) | 657.81
Y6N10L2005A0 | 水泥電桿長10.5M及以下(吊車另計) | 2385.79
Y6N10L2005B0 | 水泥電桿長10.5M及以下(吊車另計) | 1192.9
Y6N10L2006A0 | 水泥電桿長10.6~14M(吊車另計) | 2899.22
Y6N10L2006B0 | 水泥電桿長10.6~14M(吊車另計) | 1449.61
Y6N10L2007A0 | 水泥電桿長14.1~18M(吊車另計) | 3240.15
Y6N10L2007B0 | 水泥電桿長14.1~18M(吊車另計) | 1620.07
Y6N10L3001A0 | 投光燈,高空燈,屋外照明燈燈具整理 | 457.52
Y6N10M0001A0 | 一般MTR 2HP及以下 | 374.68
Y6N10M0001B0 | 一般MTR 2HP及以下 | 187.34
Y6N10M0001C0 | 一般MTR 2HP及以下 | 412.15
Y6N10M0001D0 | 一般MTR 2HP及以下 | 206.07
Y6N10M0001E0 | 一般MTR 2HP及以下 | 449.61
Y6N10M0001F0 | 一般MTR 2HP及以下 | 224.81
Y6N10M0001G0 | 一般MTR 2HP及以下 | 487.08
Y6N10M0001H0 | 一般MTR 2HP及以下 | 243.53
Y6N10M0002A0 | 一般MTR 2.1 ~ 10 HP | 838.67
Y6N10M0002B0 | 一般MTR 2.1 ~ 10 HP | 419.34
Y6N10M0002C0 | 一般MTR 2.1 ~ 10 HP | 922.55
Y6N10M0002D0 | 一般MTR 2.1 ~ 10 HP | 461.27
Y6N10M0002E0 | 一般MTR 2.1 ~ 10 HP | 1006.41
Y6N10M0002F0 | 一般MTR 2.1 ~ 10 HP | 503.21
Y6N10M0002G0 | 一般MTR 2.1 ~ 10 HP | 1090.28
Y6N10M0002H0 | 一般MTR 2.1 ~ 10 HP | 545.14
Y6N10M0003A0 | 一般MTR 10.1~ 30 HP | 1313.25
Y6N10M0003B0 | 一般MTR 10.1~ 30 HP | 656.62
Y6N10M0003C0 | 一般MTR 10.1~ 30 HP | 1444.57
Y6N10M0003D0 | 一般MTR 10.1~ 30 HP | 722.29
Y6N10M0003E0 | 一般MTR 10.1~ 30 HP | 1575.89
Y6N10M0003F0 | 一般MTR 10.1~ 30 HP | 787.95
Y6N10M0003G0 | 一般MTR 10.1~ 30 HP | 1707.21
Y6N10M0003H0 | 一般MTR 10.1~ 30 HP | 853.61
Y6N10M0004A0 | 污水MTR 2HP及以下 | 937.2
Y6N10M0004B0 | 污水MTR 2HP及以下 | 468.6
Y6N10M0004C0 | 污水MTR 2HP及以下 | 1030.92
Y6N10M0004D0 | 污水MTR 2HP及以下 | 515.46
Y6N10M0004E0 | 污水MTR 2HP及以下 | 1124.64
Y6N10M0004F0 | 污水MTR 2HP及以下 | 562.32
Y6N10M0004G0 | 污水MTR 2HP及以下 | 1218.36
Y6N10M0004H0 | 污水MTR 2HP及以下 | 609.18
Y6N10M0005A0 | 污水MTR 2.1 ~ 5 HP | 1313.25
Y6N10M0005B0 | 污水MTR 2.1 ~ 5 HP | 656.62
Y6N10M0005C0 | 污水MTR 2.1 ~ 5 HP | 1444.57
Y6N10M0005D0 | 污水MTR 2.1 ~ 5 HP | 722.29
Y6N10M0005E0 | 污水MTR 2.1 ~ 5 HP | 1575.89
Y6N10M0005F0 | 污水MTR 2.1 ~ 5 HP | 787.95
Y6N10M0005G0 | 污水MTR 2.1 ~ 5 HP | 1707.21
Y6N10M0005H0 | 污水MTR 2.1 ~ 5 HP | 853.61
Y6N10M0006A0 | 污水MTR 5.1 ~ 10 HP | 1874.41
Y6N10M0006B0 | 污水MTR 5.1 ~ 10 HP | 937.2
Y6N10M0006C0 | 污水MTR 5.1 ~ 10 HP | 2061.85
Y6N10M0006D0 | 污水MTR 5.1 ~ 10 HP | 1030.92
Y6N10M0006E0 | 污水MTR 5.1 ~ 10 HP | 2249.29
Y6N10M0006F0 | 污水MTR 5.1 ~ 10 HP | 1124.64
Y6N10M0006G0 | 污水MTR 5.1 ~ 10 HP | 2436.73
Y6N10M0006H0 | 污水MTR 5.1 ~ 10 HP | 1218.36
Y6N10M0007A0 | 沈水MTR 2HP及以下 | 698.56
Y6N10M0007B0 | 沈水MTR 2HP及以下 | 349.27
Y6N10M0007C0 | 沈水MTR 2HP及以下 | 768.41
Y6N10M0007D0 | 沈水MTR 2HP及以下 | 384.2
Y6N10M0007E0 | 沈水MTR 2HP及以下 | 838.26
Y6N10M0007F0 | 沈水MTR 2HP及以下 | 419.14
Y6N10M0007G0 | 沈水MTR 2HP及以下 | 908.13
Y6N10M0007H0 | 沈水MTR 2HP及以下 | 454.06
Y6N10M0008A0 | 沈水MTR 2.1 ~ 5 HP | 978.8
Y6N10M0008B0 | 沈水MTR 2.1 ~ 5 HP | 489.4
Y6N10M0008C0 | 沈水MTR 2.1 ~ 5 HP | 1076.68
Y6N10M0008D0 | 沈水MTR 2.1 ~ 5 HP | 538.33
Y6N10M0008E0 | 沈水MTR 2.1 ~ 5 HP | 1174.56
Y6N10M0008F0 | 沈水MTR 2.1 ~ 5 HP | 587.28
Y6N10M0008G0 | 沈水MTR 2.1 ~ 5 HP | 1272.44
Y6N10M0008H0 | 沈水MTR 2.1 ~ 5 HP | 636.21
Y6N10M0009A0 | 沈水MTR 5.1 ~ 10 HP | 1257.33
Y6N10M0009B0 | 沈水MTR 5.1 ~ 10 HP | 628.67
Y6N10M0009C0 | 沈水MTR 5.1 ~ 10 HP | 1383.07
Y6N10M0009D0 | 沈水MTR 5.1 ~ 10 HP | 691.53
Y6N10M0009E0 | 沈水MTR 5.1 ~ 10 HP | 1508.79
Y6N10M0009F0 | 沈水MTR 5.1 ~ 10 HP | 754.4
Y6N10M0009G0 | 沈水MTR 5.1 ~ 10 HP | 1634.53
Y6N10M0009H0 | 沈水MTR 5.1 ~ 10 HP | 817.27
Y6N10M0010A0 | 一般MTR30.1 ~ 60 HP | 1765.31
Y6N10M0010B0 | 一般MTR30.1 ~ 60 HP | 882.66
Y6N10M0010C0 | 一般MTR30.1 ~ 60 HP | 1941.84
Y6N10M0010D0 | 一般MTR30.1 ~ 60 HP | 970.92
Y6N10M0010E0 | 一般MTR30.1 ~ 60 HP | 2118.37
Y6N10M0010F0 | 一般MTR30.1 ~ 60 HP | 1059.18
Y6N10M0010G0 | 一般MTR30.1 ~ 60 HP | 2294.9
Y6N10M0010H0 | 一般MTR30.1 ~ 60 HP | 1147.45
Y6N10M1001A0 | 塑膠壁式抽排風機 16"及以下 | 613.67
Y6N10M1001B0 | 塑膠壁式抽排風機 16"及以下 | 306.83
Y6N10M1002A0 | 塑膠壁式抽排風機 18"~24" | 1022.77
Y6N10M1002B0 | 塑膠壁式抽排風機 18"~24" | 511.39
Y6N10M1003A0 | 鐵製壁式吸排風機 18"及以下 | 601.39
Y6N10M1003B0 | 鐵製壁式吸排風機 18"及以下 | 300.7
Y6N10M1004A0 | 鐵製壁式吸排風機 20 ~ 26" | 768.78
Y6N10M1004B0 | 鐵製壁式吸排風機 20 ~ 26" | 384.39
Y6N10M1005A0 | 鐵製壁式吸排風機 28"及以上 | 859.47
Y6N10M1005B0 | 鐵製壁式吸排風機 28"及以上 | 429.74
Y6N10M1006A0 | 吊扇 24"及以下 | 613.67
Y6N10M1006B0 | 吊扇 24"及以下 | 306.83
Y6N10M1007A0 | 吊扇 26"及以上 | 1022.77
Y6N10M1007B0 | 吊扇 26"及以上 | 511.39
Y6N10M1008A0 | 屋頂式抽風機1HP及以下 | 767.08
Y6N10M1008B0 | 屋頂式抽風機1HP及以下 | 383.54
Y6N10M1009A0 | 屋頂式抽風機2 ~ 5HP | 1537.57
Y6N10M1009B0 | 屋頂式抽風機2 ~ 5HP | 768.78
Y6N10M1010A0 | 屋頂式抽風機7.0~15HP | 2062.6
Y6N10M1010B0 | 屋頂式抽風機7.0~15HP | 1031.29
Y6N10M1011A0 | 屋頂式抽風機20 ~30HP | 3071.73
Y6N10M1011B0 | 屋頂式抽風機20 ~30HP | 1535.86
Y6N10N0001A0 | 儀錶TUBING銅管 6mmΦ具 PVC被覆 | 143.19
Y6N10N0001B0 | 儀錶TUBING銅管 6mmΦ具 PVC被覆 | 71.59
Y6N10N0001C0 | 儀錶TUBING銅管 6mmΦ具 PVC被覆 | 157.5
Y6N10N0001D0 | 儀錶TUBING銅管 6mmΦ具 PVC被覆 | 78.75
Y6N10N0001E0 | 儀錶TUBING銅管 6mmΦ具 PVC被覆 | 171.82
Y6N10N0001F0 | 儀錶TUBING銅管 6mmΦ具 PVC被覆 | 85.91
Y6N10N0001G0 | 儀錶TUBING銅管 6mmΦ具 PVC被覆 | 186.14
Y6N10N0001H0 | 儀錶TUBING銅管 6mmΦ具 PVC被覆 | 93.07
Y6N10N0002A0 | 儀錶TUBING銅管12mmΦ具 PVC被覆 (含10mmΦ) | 184.1
Y6N10N0002B0 | 儀錶TUBING銅管12mmΦ具 PVC被覆 (含10mmΦ) | 92.05
Y6N10N0002C0 | 儀錶TUBING銅管12mmΦ具 PVC被覆 (含10mmΦ) | 202.51
Y6N10N0002D0 | 儀錶TUBING銅管12mmΦ具 PVC被覆 (含10mmΦ) | 101.26
Y6N10N0002E0 | 儀錶TUBING銅管12mmΦ具 PVC被覆 (含10mmΦ) | 220.92
Y6N10N0002F0 | 儀錶TUBING銅管12mmΦ具 PVC被覆 (含10mmΦ) | 110.46
Y6N10N0002G0 | 儀錶TUBING銅管12mmΦ具 PVC被覆 (含10mmΦ) | 239.33
Y6N10N0002H0 | 儀錶TUBING銅管12mmΦ具 PVC被覆 (含10mmΦ) | 119.67
Y6N10N0003A0 | 儀錶TUBING不鏽鋼管 6mmΦ | 163.64
Y6N10N0003B0 | 儀錶TUBING不鏽鋼管 6mmΦ | 81.82
Y6N10N0003C0 | 儀錶TUBING不鏽鋼管 6mmΦ | 180.01
Y6N10N0003D0 | 儀錶TUBING不鏽鋼管 6mmΦ | 90
Y6N10N0003E0 | 儀錶TUBING不鏽鋼管 6mmΦ | 196.37
Y6N10N0003F0 | 儀錶TUBING不鏽鋼管 6mmΦ | 98.19
Y6N10N0003G0 | 儀錶TUBING不鏽鋼管 6mmΦ | 212.74
Y6N10N0003H0 | 儀錶TUBING不鏽鋼管 6mmΦ | 106.37
Y6N10N0004A0 | 儀錶TUBING不鏽鋼管12mmΦ (含10mmΦ) | 347.74
Y6N10N0004B0 | 儀錶TUBING不鏽鋼管12mmΦ (含10mmΦ) | 173.87
Y6N10N0004C0 | 儀錶TUBING不鏽鋼管12mmΦ (含10mmΦ) | 382.52
Y6N10N0004D0 | 儀錶TUBING不鏽鋼管12mmΦ (含10mmΦ) | 191.26
Y6N10N0004E0 | 儀錶TUBING不鏽鋼管12mmΦ (含10mmΦ) | 417.3
Y6N10N0004F0 | 儀錶TUBING不鏽鋼管12mmΦ (含10mmΦ) | 208.65
Y6N10N0004G0 | 儀錶TUBING不鏽鋼管12mmΦ (含10mmΦ) | 452.06
Y6N10N0004H0 | 儀錶TUBING不鏽鋼管12mmΦ (含10mmΦ) | 226.04
Y6N10N0005A0 | 儀錶TUBING不鏽鋼管15mm~25mmΦ | 388.65
Y6N10N0005B0 | 儀錶TUBING不鏽鋼管15mm~25mmΦ | 194.33
Y6N10N0005C0 | 儀錶TUBING不鏽鋼管15mm~25mmΦ | 427.52
Y6N10N0005D0 | 儀錶TUBING不鏽鋼管15mm~25mmΦ | 213.76
Y6N10N0005E0 | 儀錶TUBING不鏽鋼管15mm~25mmΦ | 466.38
Y6N10N0005F0 | 儀錶TUBING不鏽鋼管15mm~25mmΦ | 233.2
Y6N10N0005G0 | 儀錶TUBING不鏽鋼管15mm~25mmΦ | 505.25
Y6N10N0005H0 | 儀錶TUBING不鏽鋼管15mm~25mmΦ | 252.62
Y6N10N0006A0 | 製程SENSOR(電極,T/C,RTD類) | 1022.77
Y6N10N0006B0 | 製程SENSOR(電極,T/C,RTD類) | 511.39
Y6N10N0006C0 | 製程SENSOR(電極,T/C,RTD類) | 1125.05
Y6N10N0006D0 | 製程SENSOR(電極,T/C,RTD類) | 562.52
Y6N10N0006E0 | 製程SENSOR(電極,T/C,RTD類) | 1227.33
Y6N10N0006F0 | 製程SENSOR(電極,T/C,RTD類) | 613.67
Y6N10N0006G0 | 製程SENSOR(電極,T/C,RTD類) | 1329.6
Y6N10N0006H0 | 製程SENSOR(電極,T/C,RTD類) | 664.8
Y6N10N0007A0 | 偵測器(各種輻射,光學,火焰,濕度) | 1363.7
Y6N10N0007B0 | 偵測器(各種輻射,光學,火焰,濕度) | 681.85
Y6N10N0007C0 | 偵測器(各種輻射,光學,火焰,濕度) | 1500.07
Y6N10N0007D0 | 偵測器(各種輻射,光學,火焰,濕度) | 750.03
Y6N10N0007E0 | 偵測器(各種輻射,光學,火焰,濕度) | 1636.44
Y6N10N0007F0 | 偵測器(各種輻射,光學,火焰,濕度) | 818.22
Y6N10N0007G0 | 偵測器(各種輻射,光學,火焰,濕度) | 1772.81
Y6N10N0007H0 | 偵測器(各種輻射,光學,火焰,濕度) | 886.41
Y6N10N0008A0 | 傳送器安裝DP,P,T,L分析,角度,位置等 | 1022.77
Y6N10N0008B0 | 傳送器安裝DP,P,T,L分析,角度,位置等 | 511.39
Y6N10N0008C0 | 傳送器安裝DP,P,T,L分析,角度,位置等 | 1125.05
Y6N10N0008D0 | 傳送器安裝DP,P,T,L分析,角度,位置等 | 562.52
Y6N10N0008E0 | 傳送器安裝DP,P,T,L分析,角度,位置等 | 1227.33
Y6N10N0008F0 | 傳送器安裝DP,P,T,L分析,角度,位置等 | 613.67
Y6N10N0008G0 | 傳送器安裝DP,P,T,L分析,角度,位置等 | 1329.6
Y6N10N0008H0 | 傳送器安裝DP,P,T,L分析,角度,位置等 | 664.8
Y6N10N0009A0 | 傳送器具或閥之膜片,SEAL安裝 | 1704.62
Y6N10N0009B0 | 傳送器具或閥之膜片,SEAL安裝 | 852.31
Y6N10N0009C0 | 傳送器具或閥之膜片,SEAL安裝 | 1875.09
Y6N10N0009D0 | 傳送器具或閥之膜片,SEAL安裝 | 937.54
Y6N10N0009E0 | 傳送器具或閥之膜片,SEAL安裝 | 2045.55
Y6N10N0009F0 | 傳送器具或閥之膜片,SEAL安裝 | 1022.77
Y6N10N0009G0 | 傳送器具或閥之膜片,SEAL安裝 | 2216.01
Y6N10N0009H0 | 傳送器具或閥之膜片,SEAL安裝 | 1108.01
Y6N10N0010A0 | LOCAL INSTRUMENT(溫,壓錶計,SWITH類) | 511.39
Y6N10N0010B0 | LOCAL INSTRUMENT(溫,壓錶計,SWITH類) | 255.69
Y6N10N0010C0 | LOCAL INSTRUMENT(溫,壓錶計,SWITH類) | 562.52
Y6N10N0010D0 | LOCAL INSTRUMENT(溫,壓錶計,SWITH類) | 281.26
Y6N10N0010E0 | LOCAL INSTRUMENT(溫,壓錶計,SWITH類) | 613.67
Y6N10N0010F0 | LOCAL INSTRUMENT(溫,壓錶計,SWITH類) | 306.83
Y6N10N0010G0 | LOCAL INSTRUMENT(溫,壓錶計,SWITH類) | 664.8
Y6N10N0010H0 | LOCAL INSTRUMENT(溫,壓錶計,SWITH類) | 332.41
Y6N10N0011A0 | 吹泡式位面傳送組(氣導管計入TUBEING) | 3763.81
Y6N10N0011B0 | 吹泡式位面傳送組(氣導管計入TUBEING) | 1881.91
Y6N10N0011C0 | 吹泡式位面傳送組(氣導管計入TUBEING) | 4140.19
Y6N10N0011D0 | 吹泡式位面傳送組(氣導管計入TUBEING) | 2070.1
Y6N10N0011E0 | 吹泡式位面傳送組(氣導管計入TUBEING) | 4516.58
Y6N10N0011F0 | 吹泡式位面傳送組(氣導管計入TUBEING) | 2258.29
Y6N10N0011G0 | 吹泡式位面傳送組(氣導管計入TUBEING) | 4892.96
Y6N10N0011H0 | 吹泡式位面傳送組(氣導管計入TUBEING) | 2446.48
Y6N10N0012A0 | 塔槽式TAPE-FLOT-TYPE位面計或開關 | 5454.8
Y6N10N0012B0 | 塔槽式TAPE-FLOT-TYPE位面計或開關 | 2727.4
Y6N10N0012C0 | 塔槽式TAPE-FLOT-TYPE位面計或開關 | 6000.28
Y6N10N0012D0 | 塔槽式TAPE-FLOT-TYPE位面計或開關 | 3000.14
Y6N10N0012E0 | 塔槽式TAPE-FLOT-TYPE位面計或開關 | 6545.76
Y6N10N0012F0 | 塔槽式TAPE-FLOT-TYPE位面計或開關 | 3272.88
Y6N10N0012G0 | 塔槽式TAPE-FLOT-TYPE位面計或開關 | 7091.24
Y6N10N0012H0 | 塔槽式TAPE-FLOT-TYPE位面計或開關 | 3545.62
Y6N10N0013A0 | 現場配件(控制器,轉換器SOV,F,R,L,AIR) | 1022.77
Y6N10N0013B0 | 現場配件(控制器,轉換器SOV,F,R,L,AIR) | 511.39
Y6N10N0013C0 | 現場配件(控制器,轉換器SOV,F,R,L,AIR) | 1125.05
Y6N10N0013D0 | 現場配件(控制器,轉換器SOV,F,R,L,AIR) | 562.52
Y6N10N0013E0 | 現場配件(控制器,轉換器SOV,F,R,L,AIR) | 1227.33
Y6N10N0013F0 | 現場配件(控制器,轉換器SOV,F,R,L,AIR) | 613.67
Y6N10N0013G0 | 現場配件(控制器,轉換器SOV,F,R,L,AIR) | 1329.6
Y6N10N0013H0 | 現場配件(控制器,轉換器SOV,F,R,L,AIR) | 664.8
Y6N10N0014A0 | 盤面儀錶安裝 | 340.92
Y6N10N0014B0 | 盤面儀錶安裝 | 170.46
Y6N10N0014C0 | 盤面儀錶安裝 | 375.02
Y6N10N0014D0 | 盤面儀錶安裝 | 187.51
Y6N10N0014E0 | 盤面儀錶安裝 | 409.11
Y6N10N0014F0 | 盤面儀錶安裝 | 204.56
Y6N10N0014G0 | 盤面儀錶安裝 | 443.2
Y6N10N0014H0 | 盤面儀錶安裝 | 221.6
Y6N10N0015A0 | FRP型C1保護箱 | 1363.7
Y6N10N0015B0 | FRP型C1保護箱 | 681.85
Y6N10N0015C0 | FRP型C1保護箱 | 1500.07
Y6N10N0015D0 | FRP型C1保護箱 | 750.03
Y6N10N0015E0 | FRP型C1保護箱 | 1636.44
Y6N10N0015F0 | FRP型C1保護箱 | 818.22
Y6N10N0015G0 | FRP型C1保護箱 | 1772.81
Y6N10N0015H0 | FRP型C1保護箱 | 886.41
Y6N10N0016A0 | FRP型C1保護箱制式支架安裝 | 681.85
Y6N10N0016B0 | FRP型C1保護箱制式支架安裝 | 340.92
Y6N10N0016C0 | FRP型C1保護箱制式支架安裝 | 750.03
Y6N10N0016D0 | FRP型C1保護箱制式支架安裝 | 375.02
Y6N10N0016E0 | FRP型C1保護箱制式支架安裝 | 818.22
Y6N10N0016F0 | FRP型C1保護箱制式支架安裝 | 409.11
Y6N10N0016G0 | FRP型C1保護箱制式支架安裝 | 886.41
Y6N10N0016H0 | FRP型C1保護箱制式支架安裝 | 443.2
Y6N10N0017A0 | 熱電偶製裝(T/C焊接頭裝法蘭,穿瓷管等) | 1022.77
Y6N10N0017B0 | 熱電偶製裝(T/C焊接頭裝法蘭,穿瓷管等) | 511.39
Y6N10N0017C0 | 熱電偶製裝(T/C焊接頭裝法蘭,穿瓷管等) | 1125.05
Y6N10N0017D0 | 熱電偶製裝(T/C焊接頭裝法蘭,穿瓷管等) | 562.52
Y6N10N0017E0 | 熱電偶製裝(T/C焊接頭裝法蘭,穿瓷管等) | 1227.33
Y6N10N0017F0 | 熱電偶製裝(T/C焊接頭裝法蘭,穿瓷管等) | 613.67
Y6N10N0017G0 | 熱電偶製裝(T/C焊接頭裝法蘭,穿瓷管等) | 1329.6
Y6N10N0017H0 | 熱電偶製裝(T/C焊接頭裝法蘭,穿瓷管等) | 664.8
Y6N10N1001A0 | 儀錶TUBING不鏽鋼管連接處焊接 | 405.7
Y6N10N1001C0 | 儀錶TUBING不鏽鋼管連接處焊接 | 446.27
Y6N10N1001E0 | 儀錶TUBING不鏽鋼管連接處焊接 | 486.84
Y6N10N1001G0 | 儀錶TUBING不鏽鋼管連接處焊接 | 527.42
Y6N10N1002A0 | TRANSMITTER之單體ZERO SPAN線性校正 | 511.39
Y6N10N1002C0 | TRANSMITTER之單體ZERO SPAN線性校正 | 562.52
Y6N10N1002E0 | TRANSMITTER之單體ZERO SPAN線性校正 | 613.67
Y6N10N1002G0 | TRANSMITTER之單體ZERO SPAN線性校正 | 664.8
Y6N10N1003A0 | SWITCH之模擬信號檢查及接點設定 | 340.92
Y6N10N1003C0 | SWITCH之模擬信號檢查及接點設定 | 375.02
Y6N10N1003E0 | SWITCH之模擬信號檢查及接點設定 | 409.11
Y6N10N1003G0 | SWITCH之模擬信號檢查及接點設定 | 443.2
Y6N10N1004A0 | 盤面儀錶及輔助儀器REC,*/,+-,信號檢測 | 511.39
Y6N10N1004C0 | 盤面儀錶及輔助儀器REC,*/,+-,信號檢測 | 562.52
Y6N10N1004E0 | 盤面儀錶及輔助儀器REC,*/,+-,信號檢測 | 613.67
Y6N10N1004G0 | 盤面儀錶及輔助儀器REC,*/,+-,信號檢測 | 664.8
Y6N10N1005A0 | 各種測量迴路(分析器除外)LOOP 測試 | 1363.7
Y6N10N1005C0 | 各種測量迴路(分析器除外)LOOP 測試 | 1500.07
Y6N10N1005E0 | 各種測量迴路(分析器除外)LOOP 測試 | 1636.44
Y6N10N1005G0 | 各種測量迴路(分析器除外)LOOP 測試 | 1772.81
Y6N10N1006A0 | 分析器迴路 LOOP 校正 | 3409.25
Y6N10N1006C0 | 分析器迴路 LOOP 校正 | 3750.17
Y6N10N1006E0 | 分析器迴路 LOOP 校正 | 4091.1
Y6N10N1006G0 | 分析器迴路 LOOP 校正 | 4432.02
Y6N10N1007A0 | 各種測量及控制迴路測試(分析器除外) | 1704.62
Y6N10N1007C0 | 各種測量及控制迴路測試(分析器除外) | 1875.09
Y6N10N1007E0 | 各種測量及控制迴路測試(分析器除外) | 2045.55
Y6N10N1007G0 | 各種測量及控制迴路測試(分析器除外) | 2216.01
Y6N10N1008A0 | 分析測量控制迴路校正測試 | 3750.17
Y6N10N1008C0 | 分析測量控制迴路校正測試 | 4125.2
Y6N10N1008E0 | 分析測量控制迴路校正測試 | 4500.21
Y6N10N1008G0 | 分析測量控制迴路校正測試 | 4875.23
Y6N10N1009A0 | 秤重設備迴路測試 | 6818.5
Y6N10N1009C0 | 秤重設備迴路測試 | 7500.35
Y6N10N1009E0 | 秤重設備迴路測試 | 8182.2
Y6N10N1009G0 | 秤重設備迴路測試 | 8864.05
Y6N10N1010A0 | 現場測量控制迴路LOOP CALIBRATION | 340.92
Y6N10N1010C0 | 現場測量控制迴路LOOP CALIBRATION | 375.02
Y6N10N1010E0 | 現場測量控制迴路LOOP CALIBRATION | 409.11
Y6N10N1010G0 | 現場測量控制迴路LOOP CALIBRATION | 443.2
Y6N10O0054A0 | 地面人工開挖(土方、砂、貼礫石) | 1363.7
Y6N10O0055A0 | 地面人工開挖(石方、含爐石地坪) | 3204.69
Y6N10O0056A0 | 人工回填土方(包括夯實) | 494
Y6N10O0057A0 | 地面機械開挖(150M3以上) | 218.19
Y6N10O0058A0 | 機械回填土方(包括夯實) | 17.05
Y6N10O0059A0 | 普通混凝土製作及澆置(140kg/cm2 , 含料) | 5113.87
Y6N10O0060A0 | 混凝土人工鑿除 | 51138.75
Y6N10O0061A0 | 鐵鋁板 墊木切四方型孔144cm2及以下 | 255.35
Y6N10O0062A0 | 鐵鋁板 墊木切四方型孔144cm2<A<400cm2 | 505.59
Y6N10O0063A0 | 鐵鋁板 墊木切四方型孔400cm2及以上 | 750.71
Y6N10O0064A0 | 磚混凝土切四方孔周長100cm (L) X 1cm (T) | 212.74
Y6N10O1001A0 | STAINLESS板鑽孔1"及以下 | 153.07
Y6N10O1001C0 | STAINLESS板鑽孔1"及以下 | 168.38
Y6N10O1001E0 | STAINLESS板鑽孔1"及以下 | 183.69
Y6N10O1001G0 | STAINLESS板鑽孔1"及以下 | 199
Y6N10O1002A0 | STAINLESS板鑽孔1 1/2~2" | 229.45
Y6N10O1002C0 | STAINLESS板鑽孔1 1/2~2" | 252.38
Y6N10O1002E0 | STAINLESS板鑽孔1 1/2~2" | 275.33
Y6N10O1002G0 | STAINLESS板鑽孔1 1/2~2" | 298.28
Y6N10O1003A0 | STAINLESS板鑽孔2 1/2~3" | 279.9
Y6N10O1003C0 | STAINLESS板鑽孔2 1/2~3" | 307.89
Y6N10O1003E0 | STAINLESS板鑽孔2 1/2~3" | 335.88
Y6N10O1003G0 | STAINLESS板鑽孔2 1/2~3" | 363.87
Y6N10O1004A0 | STAINLESS板鑽孔3 1/2~4" | 305.81
Y6N10O1004C0 | STAINLESS板鑽孔3 1/2~4" | 336.4
Y6N10O1004E0 | STAINLESS板鑽孔3 1/2~4" | 366.97
Y6N10O1004G0 | STAINLESS板鑽孔3 1/2~4" | 397.55
Y6N10O1005A0 | STAINLESS板鑽孔5" | 351.15
Y6N10O1005C0 | STAINLESS板鑽孔5" | 386.27
Y6N10O1005E0 | STAINLESS板鑽孔5" | 421.39
Y6N10O1005G0 | STAINLESS板鑽孔5" | 456.5
Y6N10O1006A0 | 鐵鋁板 墊木鑽孔1"及以下 | 55.57
Y6N10O1006C0 | 鐵鋁板 墊木鑽孔1"及以下 | 61.12
Y6N10O1006E0 | 鐵鋁板 墊木鑽孔1"及以下 | 66.68
Y6N10O1006G0 | 鐵鋁板 墊木鑽孔1"及以下 | 72.24
Y6N10O1007A0 | 鐵鋁板 墊木鑽孔1 1/2~2" | 83.18
Y6N10O1007C0 | 鐵鋁板 墊木鑽孔1 1/2~2" | 91.5
Y6N10O1007E0 | 鐵鋁板 墊木鑽孔1 1/2~2" | 99.82
Y6N10O1007G0 | 鐵鋁板 墊木鑽孔1 1/2~2" | 108.14
Y6N10O1008A0 | 鐵鋁板 墊木鑽孔2 1/2~3" | 97.16
Y6N10O1008C0 | 鐵鋁板 墊木鑽孔2 1/2~3" | 106.88
Y6N10O1008E0 | 鐵鋁板 墊木鑽孔2 1/2~3" | 116.6
Y6N10O1008G0 | 鐵鋁板 墊木鑽孔2 1/2~3" | 126.32
Y6N10O1009A0 | 鐵鋁板 墊木鑽孔3 1/2~4" | 107.39
Y6N10O1009C0 | 鐵鋁板 墊木鑽孔3 1/2~4" | 118.13
Y6N10O1009E0 | 鐵鋁板 墊木鑽孔3 1/2~4" | 128.87
Y6N10O1009G0 | 鐵鋁板 墊木鑽孔3 1/2~4" | 139.61
Y6N10O1010A0 | 鐵鋁板 墊木鑽孔5" | 121.37
Y6N10O1010C0 | 鐵鋁板 墊木鑽孔5" | 133.51
Y6N10O1010E0 | 鐵鋁板 墊木鑽孔5" | 145.65
Y6N10O1010G0 | 鐵鋁板 墊木鑽孔5" | 157.78
Y6N10P0001A0 | （PVC管）明管配管 3/4" | 64.77
Y6N10P0001B0 | （PVC管）明管配管 3/4" | 32.39
Y6N10P0001C0 | （PVC管）明管配管 3/4" | 71.25
Y6N10P0001D0 | （PVC管）明管配管 3/4" | 35.63
Y6N10P0001E0 | （PVC管）明管配管 3/4" | 77.73
Y6N10P0001F0 | （PVC管）明管配管 3/4" | 38.87
Y6N10P0001G0 | （PVC管）明管配管 3/4" | 84.21
Y6N10P0001H0 | （PVC管）明管配管 3/4" | 42.11
Y6N10P0002A0 | （PVC管）明管配管 1" | 71.59
Y6N10P0002B0 | （PVC管）明管配管 1" | 35.8
Y6N10P0002C0 | （PVC管）明管配管 1" | 78.75
Y6N10P0002D0 | （PVC管）明管配管 1" | 39.38
Y6N10P0002E0 | （PVC管）明管配管 1" | 85.91
Y6N10P0002F0 | （PVC管）明管配管 1" | 42.96
Y6N10P0002G0 | （PVC管）明管配管 1" | 93.07
Y6N10P0002H0 | （PVC管）明管配管 1" | 46.54
Y6N10P0003A0 | （PVC管）明管配管 1 1/2" | 75
Y6N10P0003B0 | （PVC管）明管配管 1 1/2" | 37.51
Y6N10P0003C0 | （PVC管）明管配管 1 1/2" | 82.5
Y6N10P0003D0 | （PVC管）明管配管 1 1/2" | 41.26
Y6N10P0003E0 | （PVC管）明管配管 1 1/2" | 90
Y6N10P0003F0 | （PVC管）明管配管 1 1/2" | 45.01
Y6N10P0003G0 | （PVC管）明管配管 1 1/2" | 97.5
Y6N10P0003H0 | （PVC管）明管配管 1 1/2" | 48.75
Y6N10P0004A0 | （PVC管）明管配管 2" | 81.82
Y6N10P0004B0 | （PVC管）明管配管 2" | 40.92
Y6N10P0004C0 | （PVC管）明管配管 2" | 90
Y6N10P0004D0 | （PVC管）明管配管 2" | 45.01
Y6N10P0004E0 | （PVC管）明管配管 2" | 98.19
Y6N10P0004F0 | （PVC管）明管配管 2" | 49.09
Y6N10P0004G0 | （PVC管）明管配管 2" | 106.37
Y6N10P0004H0 | （PVC管）明管配管 2" | 53.18
Y6N10P0005A0 | （PVC管）明管配管 2 1/2" | 88.64
Y6N10P0005B0 | （PVC管）明管配管 2 1/2" | 44.32
Y6N10P0005C0 | （PVC管）明管配管 2 1/2" | 97.5
Y6N10P0005D0 | （PVC管）明管配管 2 1/2" | 48.75
Y6N10P0005E0 | （PVC管）明管配管 2 1/2" | 106.37
Y6N10P0005F0 | （PVC管）明管配管 2 1/2" | 53.18
Y6N10P0005G0 | （PVC管）明管配管 2 1/2" | 115.23
Y6N10P0005H0 | （PVC管）明管配管 2 1/2" | 57.61
Y6N10P0006A0 | （PVC管）明管配管 3" | 95.46
Y6N10P0006B0 | （PVC管）明管配管 3" | 47.73
Y6N10P0006C0 | （PVC管）明管配管 3" | 105.01
Y6N10P0006D0 | （PVC管）明管配管 3" | 52.5
Y6N10P0006E0 | （PVC管）明管配管 3" | 114.55
Y6N10P0006F0 | （PVC管）明管配管 3" | 57.27
Y6N10P0006G0 | （PVC管）明管配管 3" | 124.1
Y6N10P0006H0 | （PVC管）明管配管 3" | 62.04
Y6N10P0007A0 | （PVC管）明管配管 3 1/2" | 102.28
Y6N10P0007B0 | （PVC管）明管配管 3 1/2" | 51.13
Y6N10P0007C0 | （PVC管）明管配管 3 1/2" | 112.51
Y6N10P0007D0 | （PVC管）明管配管 3 1/2" | 56.25
Y6N10P0007E0 | （PVC管）明管配管 3 1/2" | 122.74
Y6N10P0007F0 | （PVC管）明管配管 3 1/2" | 61.36
Y6N10P0007G0 | （PVC管）明管配管 3 1/2" | 132.96
Y6N10P0007H0 | （PVC管）明管配管 3 1/2" | 66.48
Y6N10P0008A0 | （PVC管）明管配管 4" | 115.92
Y6N10P0008B0 | （PVC管）明管配管 4" | 57.95
Y6N10P0008C0 | （PVC管）明管配管 4" | 127.51
Y6N10P0008D0 | （PVC管）明管配管 4" | 63.75
Y6N10P0008E0 | （PVC管）明管配管 4" | 139.1
Y6N10P0008F0 | （PVC管）明管配管 4" | 69.55
Y6N10P0008G0 | （PVC管）明管配管 4" | 150.68
Y6N10P0008H0 | （PVC管）明管配管 4" | 75.34
Y6N10P0009A0 | （PVC管）明管配管 5" | 143.19
Y6N10P0009B0 | （PVC管）明管配管 5" | 71.59
Y6N10P0009C0 | （PVC管）明管配管 5" | 157.5
Y6N10P0009D0 | （PVC管）明管配管 5" | 78.75
Y6N10P0009E0 | （PVC管）明管配管 5" | 171.82
Y6N10P0009F0 | （PVC管）明管配管 5" | 85.91
Y6N10P0009G0 | （PVC管）明管配管 5" | 186.14
Y6N10P0009H0 | （PVC管）明管配管 5" | 93.07
Y6N10P0010A0 | （鍍鋅鋼管）明管配管 3/4" | 98.87
Y6N10P0010B0 | （鍍鋅鋼管）明管配管 3/4" | 49.43
Y6N10P0010C0 | （鍍鋅鋼管）明管配管 3/4" | 108.76
Y6N10P0010D0 | （鍍鋅鋼管）明管配管 3/4" | 54.37
Y6N10P0010E0 | （鍍鋅鋼管）明管配管 3/4" | 118.64
Y6N10P0010F0 | （鍍鋅鋼管）明管配管 3/4" | 59.32
Y6N10P0010G0 | （鍍鋅鋼管）明管配管 3/4" | 128.53
Y6N10P0010H0 | （鍍鋅鋼管）明管配管 3/4" | 64.26
Y6N10P0011A0 | （鍍鋅鋼管）明管配管 1" | 126.15
Y6N10P0011B0 | （鍍鋅鋼管）明管配管 1" | 63.07
Y6N10P0011C0 | （鍍鋅鋼管）明管配管 1" | 138.76
Y6N10P0011D0 | （鍍鋅鋼管）明管配管 1" | 69.38
Y6N10P0011E0 | （鍍鋅鋼管）明管配管 1" | 151.37
Y6N10P0011F0 | （鍍鋅鋼管）明管配管 1" | 75.68
Y6N10P0011G0 | （鍍鋅鋼管）明管配管 1" | 163.98
Y6N10P0011H0 | （鍍鋅鋼管）明管配管 1" | 81.99
Y6N10P0012A0 | （鍍鋅鋼管）明管配管 1 1/2 | 170.46
Y6N10P0012B0 | （鍍鋅鋼管）明管配管 1 1/2 | 85.23
Y6N10P0012C0 | （鍍鋅鋼管）明管配管 1 1/2 | 187.51
Y6N10P0012D0 | （鍍鋅鋼管）明管配管 1 1/2 | 93.75
Y6N10P0012E0 | （鍍鋅鋼管）明管配管 1 1/2 | 204.56
Y6N10P0012F0 | （鍍鋅鋼管）明管配管 1 1/2 | 102.28
Y6N10P0012G0 | （鍍鋅鋼管）明管配管 1 1/2 | 221.6
Y6N10P0012H0 | （鍍鋅鋼管）明管配管 1 1/2 | 110.8
Y6N10P0013A0 | （鍍鋅鋼管）明管配管 2" | 190.92
Y6N10P0013B0 | （鍍鋅鋼管）明管配管 2" | 95.46
Y6N10P0013C0 | （鍍鋅鋼管）明管配管 2" | 210.01
Y6N10P0013D0 | （鍍鋅鋼管）明管配管 2" | 105.01
Y6N10P0013E0 | （鍍鋅鋼管）明管配管 2" | 229.11
Y6N10P0013F0 | （鍍鋅鋼管）明管配管 2" | 114.55
Y6N10P0013G0 | （鍍鋅鋼管）明管配管 2" | 248.19
Y6N10P0013H0 | （鍍鋅鋼管）明管配管 2" | 124.1
Y6N10P0014A0 | （鍍鋅鋼管）明管配管 2 1/2" | 272.74
Y6N10P0014B0 | （鍍鋅鋼管）明管配管 2 1/2" | 136.37
Y6N10P0014C0 | （鍍鋅鋼管）明管配管 2 1/2" | 300.01
Y6N10P0014D0 | （鍍鋅鋼管）明管配管 2 1/2" | 150
Y6N10P0014E0 | （鍍鋅鋼管）明管配管 2 1/2" | 327.29
Y6N10P0014F0 | （鍍鋅鋼管）明管配管 2 1/2" | 163.64
Y6N10P0014G0 | （鍍鋅鋼管）明管配管 2 1/2" | 354.56
Y6N10P0014H0 | （鍍鋅鋼管）明管配管 2 1/2" | 177.28
Y6N10P0015A0 | （鍍鋅鋼管）明管配管 3" | 422.75
Y6N10P0015B0 | （鍍鋅鋼管）明管配管 3" | 211.38
Y6N10P0015C0 | （鍍鋅鋼管）明管配管 3" | 465.02
Y6N10P0015D0 | （鍍鋅鋼管）明管配管 3" | 232.51
Y6N10P0015E0 | （鍍鋅鋼管）明管配管 3" | 507.3
Y6N10P0015F0 | （鍍鋅鋼管）明管配管 3" | 253.64
Y6N10P0015G0 | （鍍鋅鋼管）明管配管 3" | 549.57
Y6N10P0015H0 | （鍍鋅鋼管）明管配管 3" | 274.78
Y6N10P0016A0 | （鍍鋅鋼管）明管配管 4" | 555.7
Y6N10P0016B0 | （鍍鋅鋼管）明管配管 4" | 277.85
Y6N10P0016C0 | （鍍鋅鋼管）明管配管 4" | 611.28
Y6N10P0016D0 | （鍍鋅鋼管）明管配管 4" | 305.64
Y6N10P0016E0 | （鍍鋅鋼管）明管配管 4" | 666.85
Y6N10P0016F0 | （鍍鋅鋼管）明管配管 4" | 333.43
Y6N10P0016G0 | （鍍鋅鋼管）明管配管 4" | 722.42
Y6N10P0016H0 | （鍍鋅鋼管）明管配管 4" | 361.21
Y6N10P0017A0 | （鋁合金管）明管配管 3/4" | 92.05
Y6N10P0017B0 | （鋁合金管）明管配管 3/4" | 46.03
Y6N10P0017C0 | （鋁合金管）明管配管 3/4" | 101.26
Y6N10P0017D0 | （鋁合金管）明管配管 3/4" | 50.62
Y6N10P0017E0 | （鋁合金管）明管配管 3/4" | 110.46
Y6N10P0017F0 | （鋁合金管）明管配管 3/4" | 55.23
Y6N10P0017G0 | （鋁合金管）明管配管 3/4" | 119.67
Y6N10P0017H0 | （鋁合金管）明管配管 3/4" | 59.83
Y6N10P0018A0 | （鋁合金管）明管配管 1" | 115.92
Y6N10P0018B0 | （鋁合金管）明管配管 1" | 57.95
Y6N10P0018C0 | （鋁合金管）明管配管 1" | 127.51
Y6N10P0018D0 | （鋁合金管）明管配管 1" | 63.75
Y6N10P0018E0 | （鋁合金管）明管配管 1" | 139.1
Y6N10P0018F0 | （鋁合金管）明管配管 1" | 69.55
Y6N10P0018G0 | （鋁合金管）明管配管 1" | 150.68
Y6N10P0018H0 | （鋁合金管）明管配管 1" | 75.34
Y6N10P0019A0 | （鋁合金管）明管配管 1 1/2" | 156.82
Y6N10P0019B0 | （鋁合金管）明管配管 1 1/2" | 78.41
Y6N10P0019C0 | （鋁合金管）明管配管 1 1/2" | 172.51
Y6N10P0019D0 | （鋁合金管）明管配管 1 1/2" | 86.25
Y6N10P0019E0 | （鋁合金管）明管配管 1 1/2" | 188.19
Y6N10P0019F0 | （鋁合金管）明管配管 1 1/2" | 94.09
Y6N10P0019G0 | （鋁合金管）明管配管 1 1/2" | 203.87
Y6N10P0019H0 | （鋁合金管）明管配管 1 1/2" | 101.94
Y6N10P0020A0 | （鋁合金管）明管配管 2" | 177.28
Y6N10P0020B0 | （鋁合金管）明管配管 2" | 88.64
Y6N10P0020C0 | （鋁合金管）明管配管 2" | 195.01
Y6N10P0020D0 | （鋁合金管）明管配管 2" | 97.5
Y6N10P0020E0 | （鋁合金管）明管配管 2" | 212.74
Y6N10P0020F0 | （鋁合金管）明管配管 2" | 106.37
Y6N10P0020G0 | （鋁合金管）明管配管 2" | 230.47
Y6N10P0020H0 | （鋁合金管）明管配管 2" | 115.23
Y6N10P0021A0 | （鋁合金管）明管配管 2 1/2" | 248.87
Y6N10P0021B0 | （鋁合金管）明管配管 2 1/2" | 124.44
Y6N10P0021C0 | （鋁合金管）明管配管 2 1/2" | 273.76
Y6N10P0021D0 | （鋁合金管）明管配管 2 1/2" | 136.89
Y6N10P0021E0 | （鋁合金管）明管配管 2 1/2" | 298.65
Y6N10P0021F0 | （鋁合金管）明管配管 2 1/2" | 149.32
Y6N10P0021G0 | （鋁合金管）明管配管 2 1/2" | 323.54
Y6N10P0021H0 | （鋁合金管）明管配管 2 1/2" | 161.77
Y6N10P0022A0 | （鋁合金管）明管配管 3" | 381.84
Y6N10P0022B0 | （鋁合金管）明管配管 3" | 190.92
Y6N10P0022C0 | （鋁合金管）明管配管 3" | 420.02
Y6N10P0022D0 | （鋁合金管）明管配管 3" | 210.01
Y6N10P0022E0 | （鋁合金管）明管配管 3" | 458.2
Y6N10P0022F0 | （鋁合金管）明管配管 3" | 229.11
Y6N10P0022G0 | （鋁合金管）明管配管 3" | 496.39
Y6N10P0022H0 | （鋁合金管）明管配管 3" | 248.19
Y6N10P0023A0 | （鋁合金管）明管配管 4" | 507.98
Y6N10P0023B0 | （鋁合金管）明管配管 4" | 253.99
Y6N10P0023C0 | （鋁合金管）明管配管 4" | 558.77
Y6N10P0023D0 | （鋁合金管）明管配管 4" | 279.39
Y6N10P0023E0 | （鋁合金管）明管配管 4" | 609.58
Y6N10P0023F0 | （鋁合金管）明管配管 4" | 304.79
Y6N10P0023G0 | （鋁合金管）明管配管 4" | 660.37
Y6N10P0023H0 | （鋁合金管）明管配管 4" | 330.19
Y6N10P0024A0 | （鍍鋅鋼管）防爆管配管 3/4" | 126.15
Y6N10P0024B0 | （鍍鋅鋼管）防爆管配管 3/4" | 63.07
Y6N10P0024C0 | （鍍鋅鋼管）防爆管配管 3/4" | 138.76
Y6N10P0024D0 | （鍍鋅鋼管）防爆管配管 3/4" | 69.38
Y6N10P0024E0 | （鍍鋅鋼管）防爆管配管 3/4" | 151.37
Y6N10P0024F0 | （鍍鋅鋼管）防爆管配管 3/4" | 75.68
Y6N10P0024G0 | （鍍鋅鋼管）防爆管配管 3/4" | 163.98
Y6N10P0024H0 | （鍍鋅鋼管）防爆管配管 3/4" | 81.99
Y6N10P0025A0 | （鍍鋅鋼管）防爆管配管 1" | 156.82
Y6N10P0025B0 | （鍍鋅鋼管）防爆管配管 1" | 78.41
Y6N10P0025C0 | （鍍鋅鋼管）防爆管配管 1" | 172.51
Y6N10P0025D0 | （鍍鋅鋼管）防爆管配管 1" | 86.25
Y6N10P0025E0 | （鍍鋅鋼管）防爆管配管 1" | 188.19
Y6N10P0025F0 | （鍍鋅鋼管）防爆管配管 1" | 94.09
Y6N10P0025G0 | （鍍鋅鋼管）防爆管配管 1" | 203.87
Y6N10P0025H0 | （鍍鋅鋼管）防爆管配管 1" | 101.94
Y6N10P0026A0 | （鍍鋅鋼管）防爆管配管 1 1/2" | 211.38
Y6N10P0026B0 | （鍍鋅鋼管）防爆管配管 1 1/2" | 105.69
Y6N10P0026C0 | （鍍鋅鋼管）防爆管配管 1 1/2" | 232.51
Y6N10P0026D0 | （鍍鋅鋼管）防爆管配管 1 1/2" | 116.26
Y6N10P0026E0 | （鍍鋅鋼管）防爆管配管 1 1/2" | 253.64
Y6N10P0026F0 | （鍍鋅鋼管）防爆管配管 1 1/2" | 126.83
Y6N10P0026G0 | （鍍鋅鋼管）防爆管配管 1 1/2" | 274.78
Y6N10P0026H0 | （鍍鋅鋼管）防爆管配管 1 1/2" | 137.4
Y6N10P0027A0 | （鍍鋅鋼管）防爆管配管 2" | 238.65
Y6N10P0027B0 | （鍍鋅鋼管）防爆管配管 2" | 119.33
Y6N10P0027C0 | （鍍鋅鋼管）防爆管配管 2" | 262.51
Y6N10P0027D0 | （鍍鋅鋼管）防爆管配管 2" | 131.26
Y6N10P0027E0 | （鍍鋅鋼管）防爆管配管 2" | 286.38
Y6N10P0027F0 | （鍍鋅鋼管）防爆管配管 2" | 143.19
Y6N10P0027G0 | （鍍鋅鋼管）防爆管配管 2" | 310.24
Y6N10P0027H0 | （鍍鋅鋼管）防爆管配管 2" | 155.12
Y6N10P0028A0 | （鍍鋅鋼管）防爆管配管 2 1/2" | 293.2
Y6N10P0028B0 | （鍍鋅鋼管）防爆管配管 2 1/2" | 146.59
Y6N10P0028C0 | （鍍鋅鋼管）防爆管配管 2 1/2" | 322.52
Y6N10P0028D0 | （鍍鋅鋼管）防爆管配管 2 1/2" | 161.25
Y6N10P0028E0 | （鍍鋅鋼管）防爆管配管 2 1/2" | 351.83
Y6N10P0028F0 | （鍍鋅鋼管）防爆管配管 2 1/2" | 175.92
Y6N10P0028G0 | （鍍鋅鋼管）防爆管配管 2 1/2" | 381.15
Y6N10P0028H0 | （鍍鋅鋼管）防爆管配管 2 1/2" | 190.58
Y6N10P0029A0 | （鍍鋅鋼管）防爆管配管 3" | 439.79
Y6N10P0029B0 | （鍍鋅鋼管）防爆管配管 3" | 219.9
Y6N10P0029C0 | （鍍鋅鋼管）防爆管配管 3" | 483.77
Y6N10P0029D0 | （鍍鋅鋼管）防爆管配管 3" | 241.89
Y6N10P0029E0 | （鍍鋅鋼管）防爆管配管 3" | 527.76
Y6N10P0029F0 | （鍍鋅鋼管）防爆管配管 3" | 263.87
Y6N10P0029G0 | （鍍鋅鋼管）防爆管配管 3" | 571.73
Y6N10P0029H0 | （鍍鋅鋼管）防爆管配管 3" | 285.86
Y6N10P0030A0 | （鍍鋅鋼管）防爆管配管 4" | 586.39
Y6N10P0030B0 | （鍍鋅鋼管）防爆管配管 4" | 293.2
Y6N10P0030C0 | （鍍鋅鋼管）防爆管配管 4" | 645.03
Y6N10P0030D0 | （鍍鋅鋼管）防爆管配管 4" | 322.52
Y6N10P0030E0 | （鍍鋅鋼管）防爆管配管 4" | 703.67
Y6N10P0030F0 | （鍍鋅鋼管）防爆管配管 4" | 351.83
Y6N10P0030G0 | （鍍鋅鋼管）防爆管配管 4" | 762.31
Y6N10P0030H0 | （鍍鋅鋼管）防爆管配管 4" | 381.15
Y6N10P0031A0 | （可撓金屬管、防爆軟管、不鏽鋼軟管）軟管配管 3/4" (含以下) | 122.74
Y6N10P0031B0 | （可撓金屬管、防爆軟管、不鏽鋼軟管）軟管配管 3/4" (含以下) | 61.36
Y6N10P0031C0 | （可撓金屬管、防爆軟管、不鏽鋼軟管）軟管配管 3/4" (含以下) | 135.01
Y6N10P0031D0 | （可撓金屬管、防爆軟管、不鏽鋼軟管）軟管配管 3/4" (含以下) | 67.5
Y6N10P0031E0 | （可撓金屬管、防爆軟管、不鏽鋼軟管）軟管配管 3/4" (含以下) | 147.27
Y6N10P0031F0 | （可撓金屬管、防爆軟管、不鏽鋼軟管）軟管配管 3/4" (含以下) | 73.64
Y6N10P0031G0 | （可撓金屬管、防爆軟管、不鏽鋼軟管）軟管配管 3/4" (含以下) | 159.55
Y6N10P0031H0 | （可撓金屬管、防爆軟管、不鏽鋼軟管）軟管配管 3/4" (含以下) | 79.77
Y6N10P0032A0 | （可撓金屬管、防爆軟管、不鏽鋼軟管）軟管配管 1" | 143.19
Y6N10P0032B0 | （可撓金屬管、防爆軟管、不鏽鋼軟管）軟管配管 1" | 71.59
Y6N10P0032C0 | （可撓金屬管、防爆軟管、不鏽鋼軟管）軟管配管 1" | 157.5
Y6N10P0032D0 | （可撓金屬管、防爆軟管、不鏽鋼軟管）軟管配管 1" | 78.75
Y6N10P0032E0 | （可撓金屬管、防爆軟管、不鏽鋼軟管）軟管配管 1" | 171.82
Y6N10P0032F0 | （可撓金屬管、防爆軟管、不鏽鋼軟管）軟管配管 1" | 85.91
Y6N10P0032G0 | （可撓金屬管、防爆軟管、不鏽鋼軟管）軟管配管 1" | 186.14
Y6N10P0032H0 | （可撓金屬管、防爆軟管、不鏽鋼軟管）軟管配管 1" | 93.07
Y6N10P0033A0 | （可撓金屬管、防爆軟管、不鏽鋼軟管）軟管配管 1 1/2" | 184.1
Y6N10P0033B0 | （可撓金屬管、防爆軟管、不鏽鋼軟管）軟管配管 1 1/2" | 92.05
Y6N10P0033C0 | （可撓金屬管、防爆軟管、不鏽鋼軟管）軟管配管 1 1/2" | 202.51
Y6N10P0033D0 | （可撓金屬管、防爆軟管、不鏽鋼軟管）軟管配管 1 1/2" | 101.26
Y6N10P0033E0 | （可撓金屬管、防爆軟管、不鏽鋼軟管）軟管配管 1 1/2" | 220.92
Y6N10P0033F0 | （可撓金屬管、防爆軟管、不鏽鋼軟管）軟管配管 1 1/2" | 110.46
Y6N10P0033G0 | （可撓金屬管、防爆軟管、不鏽鋼軟管）軟管配管 1 1/2" | 239.33
Y6N10P0033H0 | （可撓金屬管、防爆軟管、不鏽鋼軟管）軟管配管 1 1/2" | 119.67
Y6N10P0034A0 | （可撓金屬管、防爆軟管、不鏽鋼軟管）軟管配管 2" | 221.6
Y6N10P0034B0 | （可撓金屬管、防爆軟管、不鏽鋼軟管）軟管配管 2" | 110.8
Y6N10P0034C0 | （可撓金屬管、防爆軟管、不鏽鋼軟管）軟管配管 2" | 243.76
Y6N10P0034D0 | （可撓金屬管、防爆軟管、不鏽鋼軟管）軟管配管 2" | 121.88
Y6N10P0034E0 | （可撓金屬管、防爆軟管、不鏽鋼軟管）軟管配管 2" | 265.92
Y6N10P0034F0 | （可撓金屬管、防爆軟管、不鏽鋼軟管）軟管配管 2" | 132.96
Y6N10P0034G0 | （可撓金屬管、防爆軟管、不鏽鋼軟管）軟管配管 2" | 288.08
Y6N10P0034H0 | （可撓金屬管、防爆軟管、不鏽鋼軟管）軟管配管 2" | 144.05
Y6N10P0035A0 | （可撓金屬管、防爆軟管、不鏽鋼軟管）軟管配管 2 1/2" | 259.1
Y6N10P0035B0 | （可撓金屬管、防爆軟管、不鏽鋼軟管）軟管配管 2 1/2" | 129.55
Y6N10P0035C0 | （可撓金屬管、防爆軟管、不鏽鋼軟管）軟管配管 2 1/2" | 285.01
Y6N10P0035D0 | （可撓金屬管、防爆軟管、不鏽鋼軟管）軟管配管 2 1/2" | 142.51
Y6N10P0035E0 | （可撓金屬管、防爆軟管、不鏽鋼軟管）軟管配管 2 1/2" | 310.93
Y6N10P0035F0 | （可撓金屬管、防爆軟管、不鏽鋼軟管）軟管配管 2 1/2" | 155.46
Y6N10P0035G0 | （可撓金屬管、防爆軟管、不鏽鋼軟管）軟管配管 2 1/2" | 336.84
Y6N10P0035H0 | （可撓金屬管、防爆軟管、不鏽鋼軟管）軟管配管 2 1/2" | 168.41
Y6N10P0036A0 | （可撓金屬管、防爆軟管、不鏽鋼軟管）軟管配管 3" | 279.56
Y6N10P0036B0 | （可撓金屬管、防爆軟管、不鏽鋼軟管）軟管配管 3" | 139.78
Y6N10P0036C0 | （可撓金屬管、防爆軟管、不鏽鋼軟管）軟管配管 3" | 307.52
Y6N10P0036D0 | （可撓金屬管、防爆軟管、不鏽鋼軟管）軟管配管 3" | 153.75
Y6N10P0036E0 | （可撓金屬管、防爆軟管、不鏽鋼軟管）軟管配管 3" | 335.47
Y6N10P0036F0 | （可撓金屬管、防爆軟管、不鏽鋼軟管）軟管配管 3" | 167.73
Y6N10P0036G0 | （可撓金屬管、防爆軟管、不鏽鋼軟管）軟管配管 3" | 363.42
Y6N10P0036H0 | （可撓金屬管、防爆軟管、不鏽鋼軟管）軟管配管 3" | 181.71
Y6N10P0037A0 | （可撓金屬管、防爆軟管、不鏽鋼軟管）軟管配管 4" | 340.92
Y6N10P0037B0 | （可撓金屬管、防爆軟管、不鏽鋼軟管）軟管配管 4" | 170.46
Y6N10P0037C0 | （可撓金屬管、防爆軟管、不鏽鋼軟管）軟管配管 4" | 375.02
Y6N10P0037D0 | （可撓金屬管、防爆軟管、不鏽鋼軟管）軟管配管 4" | 187.51
Y6N10P0037E0 | （可撓金屬管、防爆軟管、不鏽鋼軟管）軟管配管 4" | 409.11
Y6N10P0037F0 | （可撓金屬管、防爆軟管、不鏽鋼軟管）軟管配管 4" | 204.56
Y6N10P0037G0 | （可撓金屬管、防爆軟管、不鏽鋼軟管）軟管配管 4" | 443.2
Y6N10P0037H0 | （可撓金屬管、防爆軟管、不鏽鋼軟管）軟管配管 4" | 221.6
Y6N10P1001A0 | （鍍鋅鋼管）明管配管 3/4" （含管配件） | 139.53
Y6N10P1001C0 | （鍍鋅鋼管）明管配管 3/4" （含管配件） | 149.41
Y6N10P1001E0 | （鍍鋅鋼管）明管配管 3/4" （含管配件） | 159.3
Y6N10P1001G0 | （鍍鋅鋼管）明管配管 3/4" （含管配件） | 169.19
Y6N10P1002A0 | （鍍鋅鋼管）明管配管 1" （含管配件） | 175.72
Y6N10P1002C0 | （鍍鋅鋼管）明管配管 1" （含管配件） | 188.34
Y6N10P1002E0 | （鍍鋅鋼管）明管配管 1" （含管配件） | 200.95
Y6N10P1002G0 | （鍍鋅鋼管）明管配管 1" （含管配件） | 213.57
Y6N10P1003A0 | （鍍鋅鋼管）明管配管 1 1/2"（含管配件） | 235.55
Y6N10P1003C0 | （鍍鋅鋼管）明管配管 1 1/2"（含管配件） | 252.59
Y6N10P1003E0 | （鍍鋅鋼管）明管配管 1 1/2"（含管配件） | 269.64
Y6N10P1003G0 | （鍍鋅鋼管）明管配管 1 1/2"（含管配件） | 286.69
Y6N10P1004A0 | （鍍鋅鋼管）明管配管 2" （含管配件） | 276.89
Y6N10P1004C0 | （鍍鋅鋼管）明管配管 2" （含管配件） | 295.98
Y6N10P1004E0 | （鍍鋅鋼管）明管配管 2" （含管配件） | 315.08
Y6N10P1004G0 | （鍍鋅鋼管）明管配管 2" （含管配件） | 334.17
Y6N10P1005A0 | （鍍鋅鋼管）明管配管 2 1/2"（含管配件） | 385.51
Y6N10P1005C0 | （鍍鋅鋼管）明管配管 2 1/2"（含管配件） | 412.79
Y6N10P1005E0 | （鍍鋅鋼管）明管配管 2 1/2"（含管配件） | 440.05
Y6N10P1005G0 | （鍍鋅鋼管）明管配管 2 1/2"（含管配件） | 467.33
Y6N10P1006A0 | （鍍鋅鋼管）明管配管 3" （含管配件） | 563.08
Y6N10P1006C0 | （鍍鋅鋼管）明管配管 3" （含管配件） | 605.36
Y6N10P1006E0 | （鍍鋅鋼管）明管配管 3" （含管配件） | 647.63
Y6N10P1006G0 | （鍍鋅鋼管）明管配管 3" （含管配件） | 689.91
Y6N10P1007A0 | （鍍鋅鋼管）明管配管 4" （含管配件） | 733.85
Y6N10P1007C0 | （鍍鋅鋼管）明管配管 4" （含管配件） | 789.43
Y6N10P1007E0 | （鍍鋅鋼管）明管配管 4" （含管配件） | 844.99
Y6N10P1007G0 | （鍍鋅鋼管）明管配管 4" （含管配件） | 900.57
Y6N10P1008A0 | （鋁合金管）明管配管 3/4" （含管配件） | 132.71
Y6N10P1008C0 | （鋁合金管）明管配管 3/4" （含管配件） | 141.92
Y6N10P1008E0 | （鋁合金管）明管配管 3/4" （含管配件） | 151.12
Y6N10P1008G0 | （鋁合金管）明管配管 3/4" （含管配件） | 160.32
Y6N10P1009A0 | （鋁合金管）明管配管 1" （含管配件） | 165.49
Y6N10P1009C0 | （鋁合金管）明管配管 1" （含管配件） | 177.08
Y6N10P1009E0 | （鋁合金管）明管配管 1" （含管配件） | 188.68
Y6N10P1009G0 | （鋁合金管）明管配管 1" （含管配件） | 200.27
Y6N10P1010A0 | （鋁合金管）明管配管 1 1/2" （含管配件） | 221.92
Y6N10P1010C0 | （鋁合金管）明管配管 1 1/2" （含管配件） | 237.6
Y6N10P1010E0 | （鋁合金管）明管配管 1 1/2" （含管配件） | 253.27
Y6N10P1010G0 | （鋁合金管）明管配管 1 1/2" （含管配件） | 268.96
Y6N10P1011A0 | （鋁合金管）明管配管 2" （含管配件） | 263.25
Y6N10P1011C0 | （鋁合金管）明管配管 2" （含管配件） | 280.98
Y6N10P1011E0 | （鋁合金管）明管配管 2" （含管配件） | 298.71
Y6N10P1011G0 | （鋁合金管）明管配管 2" （含管配件） | 316.44
Y6N10P1012A0 | （鋁合金管）明管配管 2 1/2" （含管配件） | 361.64
Y6N10P1012C0 | （鋁合金管）明管配管 2 1/2" （含管配件） | 386.53
Y6N10P1012E0 | （鋁合金管）明管配管 2 1/2" （含管配件） | 411.42
Y6N10P1012G0 | （鋁合金管）明管配管 2 1/2" （含管配件） | 436.31
Y6N10P1013A0 | （鋁合金管）明管配管 3" （含管配件） | 522.18
Y6N10P1013C0 | （鋁合金管）明管配管 3" （含管配件） | 560.36
Y6N10P1013E0 | （鋁合金管）明管配管 3" （含管配件） | 598.54
Y6N10P1013G0 | （鋁合金管）明管配管 3" （含管配件） | 636.72
Y6N10P1014A0 | （鋁合金管）明管配管 4" （含管配件） | 686.12
Y6N10P1014C0 | （鋁合金管）明管配管 4" （含管配件） | 736.92
Y6N10P1014E0 | （鋁合金管）明管配管 4" （含管配件） | 787.72
Y6N10P1014G0 | （鋁合金管）明管配管 4" （含管配件） | 838.51
Y6N10P1015A0 | （鍍鋅鋼管）明管短截配管 3/4" （含管配件） | 160.53
Y6N10P1015C0 | （鍍鋅鋼管）明管短截配管 3/4" （含管配件） | 170.42
Y6N10P1015E0 | （鍍鋅鋼管）明管短截配管 3/4" （含管配件） | 180.31
Y6N10P1015G0 | （鍍鋅鋼管）明管短截配管 3/4" （含管配件） | 190.19
Y6N10P1016A0 | （鍍鋅鋼管）明管短截配管 1" （含管配件） | 203.22
Y6N10P1016C0 | （鍍鋅鋼管）明管短截配管 1" （含管配件） | 215.84
Y6N10P1016E0 | （鍍鋅鋼管）明管短截配管 1" （含管配件） | 228.45
Y6N10P1016G0 | （鍍鋅鋼管）明管短截配管 1" （含管配件） | 241.07
Y6N10P1017A0 | （鍍鋅鋼管）明管短截配管 1 1/2"（含管配件） | 276.2
Y6N10P1017C0 | （鍍鋅鋼管）明管短截配管 1 1/2"（含管配件） | 293.24
Y6N10P1017E0 | （鍍鋅鋼管）明管短截配管 1 1/2"（含管配件） | 310.29
Y6N10P1017G0 | （鍍鋅鋼管）明管短截配管 1 1/2"（含管配件） | 327.34
Y6N10P1018A0 | （鍍鋅鋼管）明管短截配管 2" （含管配件） | 335.13
Y6N10P1018C0 | （鍍鋅鋼管）明管短截配管 2" （含管配件） | 354.21
Y6N10P1018E0 | （鍍鋅鋼管）明管短截配管 2" （含管配件） | 373.31
Y6N10P1018G0 | （鍍鋅鋼管）明管短截配管 2" （含管配件） | 392.4
Y6N10P1019A0 | （鍍鋅鋼管）明管短截配管 2 1/2"（含管配件） | 466.5
Y6N10P1019C0 | （鍍鋅鋼管）明管短截配管 2 1/2"（含管配件） | 493.78
Y6N10P1019E0 | （鍍鋅鋼管）明管短截配管 2 1/2"（含管配件） | 521.05
Y6N10P1019G0 | （鍍鋅鋼管）明管短截配管 2 1/2"（含管配件） | 548.32
Y6N10P1020A0 | （鍍鋅鋼管）明管短截配管 3" （含管配件） | 667.61
Y6N10P1020C0 | （鍍鋅鋼管）明管短截配管 3" （含管配件） | 709.89
Y6N10P1020E0 | （鍍鋅鋼管）明管短截配管 3" （含管配件） | 752.16
Y6N10P1020G0 | （鍍鋅鋼管）明管短截配管 3" （含管配件） | 794.44
Y6N10P1021A0 | （鍍鋅鋼管）明管短截配管 4" （含管配件） | 873.22
Y6N10P1021C0 | （鍍鋅鋼管）明管短截配管 4" （含管配件） | 928.79
Y6N10P1021E0 | （鍍鋅鋼管）明管短截配管 4" （含管配件） | 984.36
Y6N10P1021G0 | （鍍鋅鋼管）明管短截配管 4" （含管配件） | 1039.93
Y6N10P1022A0 | （鋁合金管）明管短截配管 3/4" （含管配件） | 153.71
Y6N10P1022C0 | （鋁合金管）明管短截配管 3/4" （含管配件） | 162.92
Y6N10P1022E0 | （鋁合金管）明管短截配管 3/4" （含管配件） | 172.12
Y6N10P1022G0 | （鋁合金管）明管短截配管 3/4" （含管配件） | 181.33
Y6N10P1023A0 | （鋁合金管）明管短截配管 1" （含管配件） | 192.99
Y6N10P1023C0 | （鋁合金管）明管短截配管 1" （含管配件） | 204.58
Y6N10P1023E0 | （鋁合金管）明管短截配管 1" （含管配件） | 216.18
Y6N10P1023G0 | （鋁合金管）明管短截配管 1" （含管配件） | 227.77
Y6N10P1024A0 | （鋁合金管）明管短截配管 1 1/2" （含管配件） | 262.56
Y6N10P1024C0 | （鋁合金管）明管短截配管 1 1/2" （含管配件） | 278.24
Y6N10P1024E0 | （鋁合金管）明管短截配管 1 1/2" （含管配件） | 293.93
Y6N10P1024G0 | （鋁合金管）明管短截配管 1 1/2" （含管配件） | 309.61
Y6N10P1025A0 | （鋁合金管）明管短截配管 2" （含管配件） | 321.49
Y6N10P1025C0 | （鋁合金管）明管短截配管 2" （含管配件） | 339.22
Y6N10P1025E0 | （鋁合金管）明管短截配管 2" （含管配件） | 356.94
Y6N10P1025G0 | （鋁合金管）明管短截配管 2" （含管配件） | 374.67
Y6N10P1026A0 | （鋁合金管）明管短截配管 2 1/2" （含管配件） | 442.63
Y6N10P1026C0 | （鋁合金管）明管短截配管 2 1/2" （含管配件） | 467.52
Y6N10P1026E0 | （鋁合金管）明管短截配管 2 1/2" （含管配件） | 492.41
Y6N10P1026G0 | （鋁合金管）明管短截配管 2 1/2" （含管配件） | 517.3
Y6N10P1027A0 | （鋁合金管）明管短截配管 3" （含管配件） | 626.7
Y6N10P1027C0 | （鋁合金管）明管短截配管 3" （含管配件） | 664.88
Y6N10P1027E0 | （鋁合金管）明管短截配管 3" （含管配件） | 703.07
Y6N10P1027G0 | （鋁合金管）明管短截配管 3" （含管配件） | 741.25
Y6N10P1028A0 | （鋁合金管）明管短截配管 4" （含管配件） | 825.49
Y6N10P1028C0 | （鋁合金管）明管短截配管 4" （含管配件） | 876.29
Y6N10P1028E0 | （鋁合金管）明管短截配管 4" （含管配件） | 927.08
Y6N10P1028G0 | （鋁合金管）明管短截配管 4" （含管配件） | 977.88
Y6N10P1029A0 | （PVC管）埋設管配管 3/4" （含管配件） | 51.32
Y6N10P1029C0 | （PVC管）埋設管配管 3/4" （含管配件） | 55.75
Y6N10P1029E0 | （PVC管）埋設管配管 3/4" （含管配件） | 60.18
Y6N10P1029G0 | （PVC管）埋設管配管 3/4" （含管配件） | 64.61
Y6N10P1029H0 | （PVC管）埋設管配管 3/4" （含管配件） | 35.81
Y6N10P1030A0 | （PVC管）埋設管配管 1" （含管配件） | 58.72
Y6N10P1030C0 | （PVC管）埋設管配管 1" （含管配件） | 63.5
Y6N10P1030E0 | （PVC管）埋設管配管 1" （含管配件） | 68.27
Y6N10P1030G0 | （PVC管）埋設管配管 1" （含管配件） | 73.04
Y6N10P1030H0 | （PVC管）埋設管配管 1" （含管配件） | 42.03
Y6N10P1031A0 | （PVC管）埋設管配管 1 1/2"（含管配件） | 74.41
Y6N10P1031C0 | （PVC管）埋設管配管 1 1/2"（含管配件） | 79.86
Y6N10P1031E0 | （PVC管）埋設管配管 1 1/2"（含管配件） | 85.32
Y6N10P1031G0 | （PVC管）埋設管配管 1 1/2"（含管配件） | 90.77
Y6N10P1031H0 | （PVC管）埋設管配管 1 1/2"（含管配件） | 55.31
Y6N10P1032A0 | （PVC管）埋設管配管 2" （含管配件） | 103.03
Y6N10P1032C0 | （PVC管）埋設管配管 2" （含管配件） | 109.85
Y6N10P1032E0 | （PVC管）埋設管配管 2" （含管配件） | 116.67
Y6N10P1032G0 | （PVC管）埋設管配管 2" （含管配件） | 123.48
Y6N10P1032H0 | （PVC管）埋設管配管 2" （含管配件） | 79.16
Y6N10P1033A0 | （PVC管）埋設管配管 2 1/2"（含管配件） | 144.69
Y6N10P1033C0 | （PVC管）埋設管配管 2 1/2"（含管配件） | 152.18
Y6N10P1033E0 | （PVC管）埋設管配管 2 1/2"（含管配件） | 159.68
Y6N10P1033G0 | （PVC管）埋設管配管 2 1/2"（含管配件） | 167.18
Y6N10P1033H0 | （PVC管）埋設管配管 2 1/2"（含管配件） | 118.44
Y6N10P1034A0 | （PVC管）埋設管配管 3" （含管配件） | 171.4
Y6N10P1034C0 | （PVC管）埋設管配管 3" （含管配件） | 179.93
Y6N10P1034E0 | （PVC管）埋設管配管 3" （含管配件） | 188.45
Y6N10P1034G0 | （PVC管）埋設管配管 3" （含管配件） | 196.98
Y6N10P1034H0 | （PVC管）埋設管配管 3" （含管配件） | 141.58
Y6N10P1035A0 | （PVC管）埋設管配管 3 1/2"（含管配件） | 253.36
Y6N10P1035C0 | （PVC管）埋設管配管 3 1/2"（含管配件） | 262.57
Y6N10P1035E0 | （PVC管）埋設管配管 3 1/2"（含管配件） | 271.77
Y6N10P1035G0 | （PVC管）埋設管配管 3 1/2"（含管配件） | 280.98
Y6N10P1035H0 | （PVC管）埋設管配管 3 1/2"（含管配件） | 221.15
Y6N10P1036A0 | （PVC管）埋設管配管 4" （含管配件） | 299.21
Y6N10P1036C0 | （PVC管）埋設管配管 4" （含管配件） | 309.44
Y6N10P1036E0 | （PVC管）埋設管配管 4" （含管配件） | 319.67
Y6N10P1036G0 | （PVC管）埋設管配管 4" （含管配件） | 329.89
Y6N10P1036H0 | （PVC管）埋設管配管 4" （含管配件） | 263.41
Y6N10P1037A0 | （PVC管）埋設管配管 5" （含管配件） | 391.04
Y6N10P1037C0 | （PVC管）埋設管配管 5" （含管配件） | 403.31
Y6N10P1037E0 | （PVC管）埋設管配管 5" （含管配件） | 415.59
Y6N10P1037G0 | （PVC管）埋設管配管 5" （含管配件） | 427.86
Y6N10P1037H0 | （PVC管）埋設管配管 5" （含管配件） | 348.08
Y6N10P1038A0 | （鍍鋅鋼管）埋設管配管 3/4" | 68.18
Y6N10P1038C0 | （鍍鋅鋼管）埋設管配管 3/4" | 75
Y6N10P1038E0 | （鍍鋅鋼管）埋設管配管 3/4" | 81.82
Y6N10P1038G0 | （鍍鋅鋼管）埋設管配管 3/4" | 88.64
Y6N10P1038H0 | （鍍鋅鋼管）埋設管配管 3/4" | 44.32
Y6N10P1039A0 | （鍍鋅鋼管）埋設管配管 1" | 85.23
Y6N10P1039C0 | （鍍鋅鋼管）埋設管配管 1" | 93.75
Y6N10P1039E0 | （鍍鋅鋼管）埋設管配管 1" | 102.28
Y6N10P1039G0 | （鍍鋅鋼管）埋設管配管 1" | 110.8
Y6N10P1039H0 | （鍍鋅鋼管）埋設管配管 1" | 55.4
Y6N10P1040A0 | （鍍鋅鋼管）埋設管配管 1 1/2" | 109.1
Y6N10P1040C0 | （鍍鋅鋼管）埋設管配管 1 1/2" | 120.01
Y6N10P1040E0 | （鍍鋅鋼管）埋設管配管 1 1/2" | 130.92
Y6N10P1040G0 | （鍍鋅鋼管）埋設管配管 1 1/2" | 141.83
Y6N10P1040H0 | （鍍鋅鋼管）埋設管配管 1 1/2" | 70.91
Y6N10P1041A0 | （鍍鋅鋼管）埋設管配管 2" | 122.74
Y6N10P1041C0 | （鍍鋅鋼管）埋設管配管 2" | 135.01
Y6N10P1041E0 | （鍍鋅鋼管）埋設管配管 2" | 147.27
Y6N10P1041G0 | （鍍鋅鋼管）埋設管配管 2" | 159.55
Y6N10P1041H0 | （鍍鋅鋼管）埋設管配管 2" | 79.77
Y6N10P1042A0 | （鍍鋅鋼管）埋設管配管 2 1/2" | 177.28
Y6N10P1042C0 | （鍍鋅鋼管）埋設管配管 2 1/2" | 195.01
Y6N10P1042E0 | （鍍鋅鋼管）埋設管配管 2 1/2" | 212.74
Y6N10P1042G0 | （鍍鋅鋼管）埋設管配管 2 1/2" | 230.47
Y6N10P1042H0 | （鍍鋅鋼管）埋設管配管 2 1/2" | 115.23
Y6N10P1043A0 | （鍍鋅鋼管）埋設管配管 3" | 269.33
Y6N10P1043C0 | （鍍鋅鋼管）埋設管配管 3" | 296.26
Y6N10P1043E0 | （鍍鋅鋼管）埋設管配管 3" | 323.2
Y6N10P1043G0 | （鍍鋅鋼管）埋設管配管 3" | 350.13
Y6N10P1043H0 | （鍍鋅鋼管）埋設管配管 3" | 175.06
Y6N10P1044A0 | （鍍鋅鋼管）埋設管配管 4" | 354.56
Y6N10P1044C0 | （鍍鋅鋼管）埋設管配管 4" | 390.02
Y6N10P1044E0 | （鍍鋅鋼管）埋設管配管 4" | 425.48
Y6N10P1044G0 | （鍍鋅鋼管）埋設管配管 4" | 460.93
Y6N10P1044H0 | （鍍鋅鋼管）埋設管配管 4" | 230.47
Y6N10P1045A0 | （鋁合金管）埋設管配管 3/4" | 61.36
Y6N10P1045C0 | （鋁合金管）埋設管配管 3/4" | 67.5
Y6N10P1045E0 | （鋁合金管）埋設管配管 3/4" | 73.64
Y6N10P1045G0 | （鋁合金管）埋設管配管 3/4" | 79.77
Y6N10P1045H0 | （鋁合金管）埋設管配管 3/4" | 39.89
Y6N10P1046A0 | （鋁合金管）埋設管配管 1" | 78.41
Y6N10P1046C0 | （鋁合金管）埋設管配管 1" | 86.25
Y6N10P1046E0 | （鋁合金管）埋設管配管 1" | 94.09
Y6N10P1046G0 | （鋁合金管）埋設管配管 1" | 101.94
Y6N10P1046H0 | （鋁合金管）埋設管配管 1" | 50.96
Y6N10P1047A0 | （鋁合金管）埋設管配管 1 1/2" | 98.87
Y6N10P1047C0 | （鋁合金管）埋設管配管 1 1/2" | 108.76
Y6N10P1047E0 | （鋁合金管）埋設管配管 1 1/2" | 118.64
Y6N10P1047G0 | （鋁合金管）埋設管配管 1 1/2" | 128.53
Y6N10P1047H0 | （鋁合金管）埋設管配管 1 1/2" | 64.26
Y6N10P1048A0 | （鋁合金管）埋設管配管 2" | 112.51
Y6N10P1048C0 | （鋁合金管）埋設管配管 2" | 123.76
Y6N10P1048E0 | （鋁合金管）埋設管配管 2" | 135.01
Y6N10P1048G0 | （鋁合金管）埋設管配管 2" | 146.25
Y6N10P1048H0 | （鋁合金管）埋設管配管 2" | 73.13
Y6N10P1049A0 | （鋁合金管）埋設管配管 2 1/2" | 160.23
Y6N10P1049C0 | （鋁合金管）埋設管配管 2 1/2" | 176.26
Y6N10P1049E0 | （鋁合金管）埋設管配管 2 1/2" | 192.28
Y6N10P1049G0 | （鋁合金管）埋設管配管 2 1/2" | 208.31
Y6N10P1049H0 | （鋁合金管）埋設管配管 2 1/2" | 104.15
Y6N10P1050A0 | （鋁合金管）埋設管配管 3" | 245.46
Y6N10P1050C0 | （鋁合金管）埋設管配管 3" | 270.01
Y6N10P1050E0 | （鋁合金管）埋設管配管 3" | 294.56
Y6N10P1050G0 | （鋁合金管）埋設管配管 3" | 319.11
Y6N10P1050H0 | （鋁合金管）埋設管配管 3" | 159.55
Y6N10P1051A0 | （鋁合金管）埋設管配管 4" | 320.47
Y6N10P1051C0 | （鋁合金管）埋設管配管 4" | 352.51
Y6N10P1051E0 | （鋁合金管）埋設管配管 4" | 384.56
Y6N10P1051G0 | （鋁合金管）埋設管配管 4" | 416.61
Y6N10P1051H0 | （鋁合金管）埋設管配管 4" | 208.31
Y6N10P1052A0 | PVC 材質管塞頭 2" | 14.32
Y6N10P1052C0 | PVC 材質管塞頭 2" | 15.75
Y6N10P1052E0 | PVC 材質管塞頭 2" | 17.18
Y6N10P1052G0 | PVC 材質管塞頭 2" | 18.62
Y6N10P1052H0 | PVC 材質管塞頭 2" | 9.31
Y6N10P1053A0 | PVC 材質管塞頭 2 1/2" | 16.71
Y6N10P1053C0 | PVC 材質管塞頭 2 1/2" | 18.38
Y6N10P1053E0 | PVC 材質管塞頭 2 1/2" | 20.05
Y6N10P1053G0 | PVC 材質管塞頭 2 1/2" | 21.72
Y6N10P1053H0 | PVC 材質管塞頭 2 1/2" | 10.86
Y6N10P1054A0 | PVC 材質管塞頭 3" | 19.43
Y6N10P1054C0 | PVC 材質管塞頭 3" | 21.38
Y6N10P1054E0 | PVC 材質管塞頭 3" | 23.32
Y6N10P1054G0 | PVC 材質管塞頭 3" | 25.27
Y6N10P1054H0 | PVC 材質管塞頭 3" | 12.63
Y6N10P1055A0 | PVC 材質管塞頭 3-1/2" | 23.19
Y6N10P1055C0 | PVC 材質管塞頭 3-1/2" | 25.5
Y6N10P1055E0 | PVC 材質管塞頭 3-1/2" | 27.82
Y6N10P1055G0 | PVC 材質管塞頭 3-1/2" | 30.14
Y6N10P1055H0 | PVC 材質管塞頭 3-1/2" | 15.07
Y6N10P1056A0 | PVC 材質管塞頭 4" | 25.91
Y6N10P1056C0 | PVC 材質管塞頭 4" | 28.5
Y6N10P1056E0 | PVC 材質管塞頭 4" | 31.1
Y6N10P1056G0 | PVC 材質管塞頭 4" | 33.69
Y6N10P1056H0 | PVC 材質管塞頭 4" | 16.84
Y6N10P1057A0 | PVC 材質管塞頭 5" | 29.66
Y6N10P1057C0 | PVC 材質管塞頭 5" | 32.63
Y6N10P1057E0 | PVC 材質管塞頭 5" | 35.6
Y6N10P1057G0 | PVC 材質管塞頭 5" | 38.56
Y6N10P1057H0 | PVC 材質管塞頭 5" | 19.28
Y6N10P1058A0 | PVC 管彎頭 2" (45度、90度) | 115.92
Y6N10P1058C0 | PVC 管彎頭 2" (45度、90度) | 127.51
Y6N10P1058E0 | PVC 管彎頭 2" (45度、90度) | 139.1
Y6N10P1058G0 | PVC 管彎頭 2" (45度、90度) | 150.68
Y6N10P1058H0 | PVC 管彎頭 2" (45度、90度) | 75.34
Y6N10P1059A0 | PVC 管彎頭 2 1/2" (45度、90度) | 119.33
Y6N10P1059C0 | PVC 管彎頭 2 1/2" (45度、90度) | 131.26
Y6N10P1059E0 | PVC 管彎頭 2 1/2" (45度、90度) | 143.19
Y6N10P1059G0 | PVC 管彎頭 2 1/2" (45度、90度) | 155.12
Y6N10P1059H0 | PVC 管彎頭 2 1/2" (45度、90度) | 77.56
Y6N10P1060A0 | PVC 管彎頭 3" (45度、90度) | 122.74
Y6N10P1060C0 | PVC 管彎頭 3" (45度、90度) | 135.01
Y6N10P1060E0 | PVC 管彎頭 3" (45度、90度) | 147.27
Y6N10P1060G0 | PVC 管彎頭 3" (45度、90度) | 159.55
Y6N10P1060H0 | PVC 管彎頭 3" (45度、90度) | 79.77
Y6N10P1061A0 | PVC 管彎頭 3-1/2" (45度、90度) | 126.15
Y6N10P1061C0 | PVC 管彎頭 3-1/2" (45度、90度) | 138.76
Y6N10P1061E0 | PVC 管彎頭 3-1/2" (45度、90度) | 151.37
Y6N10P1061G0 | PVC 管彎頭 3-1/2" (45度、90度) | 163.98
Y6N10P1061H0 | PVC 管彎頭 3-1/2" (45度、90度) | 81.99
Y6N10P1062A0 | PVC 管彎頭 4" (45度、90度) | 129.55
Y6N10P1062C0 | PVC 管彎頭 4" (45度、90度) | 142.51
Y6N10P1062E0 | PVC 管彎頭 4" (45度、90度) | 155.46
Y6N10P1062G0 | PVC 管彎頭 4" (45度、90度) | 168.41
Y6N10P1062H0 | PVC 管彎頭 4" (45度、90度) | 84.21
Y6N10P1063A0 | PVC 管彎頭 5" (45度、90度) | 136.37
Y6N10P1063C0 | PVC 管彎頭 5" (45度、90度) | 150
Y6N10P1063E0 | PVC 管彎頭 5" (45度、90度) | 163.64
Y6N10P1063G0 | PVC 管彎頭 5" (45度、90度) | 177.28
Y6N10P1063H0 | PVC 管彎頭 5" (45度、90度) | 88.64
Y6N10P1064A0 | PVC 喇叭口 2"(母) | 68.18
Y6N10P1064C0 | PVC 喇叭口 2"(母) | 75
Y6N10P1064E0 | PVC 喇叭口 2"(母) | 81.82
Y6N10P1064G0 | PVC 喇叭口 2"(母) | 88.64
Y6N10P1064H0 | PVC 喇叭口 2"(母) | 44.32
Y6N10P1065A0 | PVC 喇叭口 2-1/2"(母) | 75
Y6N10P1065C0 | PVC 喇叭口 2-1/2"(母) | 82.5
Y6N10P1065E0 | PVC 喇叭口 2-1/2"(母) | 90
Y6N10P1065G0 | PVC 喇叭口 2-1/2"(母) | 97.5
Y6N10P1065H0 | PVC 喇叭口 2-1/2"(母) | 48.75
Y6N10P1066A0 | PVC 喇叭口 3"(母) | 81.82
Y6N10P1066C0 | PVC 喇叭口 3"(母) | 90
Y6N10P1066E0 | PVC 喇叭口 3"(母) | 98.19
Y6N10P1066G0 | PVC 喇叭口 3"(母) | 106.37
Y6N10P1066H0 | PVC 喇叭口 3"(母) | 53.18
Y6N10P1067A0 | PVC 喇叭口 3-1/2"(母) | 88.64
Y6N10P1067C0 | PVC 喇叭口 3-1/2"(母) | 97.5
Y6N10P1067E0 | PVC 喇叭口 3-1/2"(母) | 106.37
Y6N10P1067G0 | PVC 喇叭口 3-1/2"(母) | 115.23
Y6N10P1067H0 | PVC 喇叭口 3-1/2"(母) | 57.61
Y6N10P1068A0 | PVC 喇叭口 4"(母) | 102.28
Y6N10P1068C0 | PVC 喇叭口 4"(母) | 112.51
Y6N10P1068E0 | PVC 喇叭口 4"(母) | 122.74
Y6N10P1068G0 | PVC 喇叭口 4"(母) | 132.96
Y6N10P1068H0 | PVC 喇叭口 4"(母) | 66.48
Y6N10P1069A0 | PVC 喇叭口 5"(母) | 122.74
Y6N10P1069C0 | PVC 喇叭口 5"(母) | 135.01
Y6N10P1069E0 | PVC 喇叭口 5"(母) | 147.27
Y6N10P1069G0 | PVC 喇叭口 5"(母) | 159.55
Y6N10P1069H0 | PVC 喇叭口 5"(母) | 79.77
Y6N10P1070A0 | CD 管 (硬質漿導管) 3/4"(含管配件) | 44.32
Y6N10P1070C0 | CD 管 (硬質漿導管) 3/4"(含管配件) | 48.75
Y6N10P1070E0 | CD 管 (硬質漿導管) 3/4"(含管配件) | 53.18
Y6N10P1070G0 | CD 管 (硬質漿導管) 3/4"(含管配件) | 57.61
Y6N10P1070H0 | CD 管 (硬質漿導管) 3/4"(含管配件) | 28.81
Y6N10P1071A0 | CD 管 (硬質漿導管) 1"(含管配件) | 47.73
Y6N10P1071C0 | CD 管 (硬質漿導管) 1"(含管配件) | 52.5
Y6N10P1071E0 | CD 管 (硬質漿導管) 1"(含管配件) | 57.27
Y6N10P1071G0 | CD 管 (硬質漿導管) 1"(含管配件) | 62.04
Y6N10P1071H0 | CD 管 (硬質漿導管) 1"(含管配件) | 31.03
Y6N10P1072A0 | CD 管 (硬質漿導管) 1 1/2"(含管配件) | 54.54
Y6N10P1072C0 | CD 管 (硬質漿導管) 1 1/2"(含管配件) | 60
Y6N10P1072E0 | CD 管 (硬質漿導管) 1 1/2"(含管配件) | 65.45
Y6N10P1072G0 | CD 管 (硬質漿導管) 1 1/2"(含管配件) | 70.91
Y6N10P1072H0 | CD 管 (硬質漿導管) 1 1/2"(含管配件) | 35.46
Y6N10P1073A0 | CD 管 (硬質漿導管) 2"(含管配件) | 68.18
Y6N10P1073C0 | CD 管 (硬質漿導管) 2"(含管配件) | 75
Y6N10P1073E0 | CD 管 (硬質漿導管) 2"(含管配件) | 81.82
Y6N10P1073G0 | CD 管 (硬質漿導管) 2"(含管配件) | 88.64
Y6N10P1073H0 | CD 管 (硬質漿導管) 2"(含管配件) | 44.32
Y6N10Q0001A0 | 電氣盤 0.02m3及以下 (含搬運、監火) | 2204.08
Y6N10Q0001B0 | 電氣盤 0.02m3及以下 (含搬運、監火) | 1102.04
Y6N10Q0001C0 | 電氣盤 0.02m3及以下 (含搬運、監火) | 2424.49
Y6N10Q0001D0 | 電氣盤 0.02m3及以下 (含搬運、監火) | 1212.25
Y6N10Q0001E0 | 電氣盤 0.02m3及以下 (含搬運、監火) | 2644.9
Y6N10Q0001F0 | 電氣盤 0.02m3及以下 (含搬運、監火) | 1322.44
Y6N10Q0001G0 | 電氣盤 0.02m3及以下 (含搬運、監火) | 2865.31
Y6N10Q0001H0 | 電氣盤 0.02m3及以下 (含搬運、監火) | 1432.65
Y6N10Q0002A0 | 電氣盤 0.021~0.06m3 (含搬運、監火) | 2398.4
Y6N10Q0002B0 | 電氣盤 0.021~0.06m3 (含搬運、監火) | 1199.21
Y6N10Q0002C0 | 電氣盤 0.021~0.06m3 (含搬運、監火) | 2638.25
Y6N10Q0002D0 | 電氣盤 0.021~0.06m3 (含搬運、監火) | 1319.12
Y6N10Q0002E0 | 電氣盤 0.021~0.06m3 (含搬運、監火) | 2878.08
Y6N10Q0002F0 | 電氣盤 0.021~0.06m3 (含搬運、監火) | 1439.04
Y6N10Q0002G0 | 電氣盤 0.021~0.06m3 (含搬運、監火) | 3117.93
Y6N10Q0002H0 | 電氣盤 0.021~0.06m3 (含搬運、監火) | 1558.96
Y6N10Q0003A0 | 電氣盤 0.061~0.1m3 (含搬運、監火) | 2476.82
Y6N10Q0003B0 | 電氣盤 0.061~0.1m3 (含搬運、監火) | 1238.41
Y6N10Q0003C0 | 電氣盤 0.061~0.1m3 (含搬運、監火) | 2724.5
Y6N10Q0003D0 | 電氣盤 0.061~0.1m3 (含搬運、監火) | 1362.25
Y6N10Q0003E0 | 電氣盤 0.061~0.1m3 (含搬運、監火) | 2972.18
Y6N10Q0003F0 | 電氣盤 0.061~0.1m3 (含搬運、監火) | 1486.09
Y6N10Q0003G0 | 電氣盤 0.061~0.1m3 (含搬運、監火) | 3219.87
Y6N10Q0003H0 | 電氣盤 0.061~0.1m3 (含搬運、監火) | 1609.93
Y6N10Q0004A0 | 電氣盤 0.11~0.4m3 (含搬運、監火) | 3076.5
Y6N10Q0004B0 | 電氣盤 0.11~0.4m3 (含搬運、監火) | 1538.25
Y6N10Q0004C0 | 電氣盤 0.11~0.4m3 (含搬運、監火) | 3384.16
Y6N10Q0004D0 | 電氣盤 0.11~0.4m3 (含搬運、監火) | 1692.08
Y6N10Q0004E0 | 電氣盤 0.11~0.4m3 (含搬運、監火) | 3691.81
Y6N10Q0004F0 | 電氣盤 0.11~0.4m3 (含搬運、監火) | 1845.9
Y6N10Q0004G0 | 電氣盤 0.11~0.4m3 (含搬運、監火) | 3999.46
Y6N10Q0004H0 | 電氣盤 0.11~0.4m3 (含搬運、監火) | 1999.72
Y6N10Q0005A0 | 電氣盤 0.41~1m3 (含搬運、監火) | 4495.1
Y6N10Q0005B0 | 電氣盤 0.41~1m3 (含搬運、監火) | 2247.55
Y6N10Q0005C0 | 電氣盤 0.41~1m3 (含搬運、監火) | 4944.6
Y6N10Q0005D0 | 電氣盤 0.41~1m3 (含搬運、監火) | 2472.31
Y6N10Q0005E0 | 電氣盤 0.41~1m3 (含搬運、監火) | 5394.12
Y6N10Q0005F0 | 電氣盤 0.41~1m3 (含搬運、監火) | 2697.05
Y6N10Q0005G0 | 電氣盤 0.41~1m3 (含搬運、監火) | 5843.62
Y6N10Q0005H0 | 電氣盤 0.41~1m3 (含搬運、監火) | 2921.81
Y6N10Q0006A0 | 電氣盤 1.1~2m3 (含搬運、監火) | 5227.4
Y6N10Q0006B0 | 電氣盤 1.1~2m3 (含搬運、監火) | 2613.7
Y6N10Q0006C0 | 電氣盤 1.1~2m3 (含搬運、監火) | 5750.14
Y6N10Q0006D0 | 電氣盤 1.1~2m3 (含搬運、監火) | 2875.07
Y6N10Q0006E0 | 電氣盤 1.1~2m3 (含搬運、監火) | 6272.89
Y6N10Q0006F0 | 電氣盤 1.1~2m3 (含搬運、監火) | 3136.44
Y6N10Q0006G0 | 電氣盤 1.1~2m3 (含搬運、監火) | 6795.62
Y6N10Q0006H0 | 電氣盤 1.1~2m3 (含搬運、監火) | 3397.81
Y6N10Q0007A0 | 電氣盤 2.1~5m3 (含搬運、監火) | 7144.09
Y6N10Q0007B0 | 電氣盤 2.1~5m3 (含搬運、監火) | 3572.04
Y6N10Q0007C0 | 電氣盤 2.1~5m3 (含搬運、監火) | 7858.49
Y6N10Q0007D0 | 電氣盤 2.1~5m3 (含搬運、監火) | 3929.25
Y6N10Q0007E0 | 電氣盤 2.1~5m3 (含搬運、監火) | 8572.9
Y6N10Q0007F0 | 電氣盤 2.1~5m3 (含搬運、監火) | 4286.45
Y6N10Q0007G0 | 電氣盤 2.1~5m3 (含搬運、監火) | 9287.31
Y6N10Q0007H0 | 電氣盤 2.1~5m3 (含搬運、監火) | 4643.65
Y6N10Q0008A0 | 電氣盤 5.1m3及以上 (含搬運、監火) | 8148.79
Y6N10Q0008B0 | 電氣盤 5.1m3及以上 (含搬運、監火) | 4074.39
Y6N10Q0008C0 | 電氣盤 5.1m3及以上 (含搬運、監火) | 8963.67
Y6N10Q0008D0 | 電氣盤 5.1m3及以上 (含搬運、監火) | 4481.83
Y6N10Q0008E0 | 電氣盤 5.1m3及以上 (含搬運、監火) | 9778.55
Y6N10Q0008F0 | 電氣盤 5.1m3及以上 (含搬運、監火) | 4889.28
Y6N10Q0008G0 | 電氣盤 5.1m3及以上 (含搬運、監火) | 10593.42
Y6N10Q0008H0 | 電氣盤 5.1m3及以上 (含搬運、監火) | 5296.72
Y6N10Q0009A0 | 變壓器電抗器 25KVA及以下 (含搬運) | 2952.41
Y6N10Q0009B0 | 變壓器電抗器 25KVA及以下 (含搬運) | 1476.21
Y6N10Q0009C0 | 變壓器電抗器 25KVA及以下 (含搬運) | 3247.65
Y6N10Q0009D0 | 變壓器電抗器 25KVA及以下 (含搬運) | 1623.82
Y6N10Q0009E0 | 變壓器電抗器 25KVA及以下 (含搬運) | 3542.9
Y6N10Q0009F0 | 變壓器電抗器 25KVA及以下 (含搬運) | 1771.45
Y6N10Q0009G0 | 變壓器電抗器 25KVA及以下 (含搬運) | 3838.14
Y6N10Q0009H0 | 變壓器電抗器 25KVA及以下 (含搬運) | 1919.06
Y6N10Q0010A0 | 變壓器 15~50KVA (含搬運) | 2952.41
Y6N10Q0010B0 | 變壓器 15~50KVA (含搬運) | 1476.21
Y6N10Q0010C0 | 變壓器 15~50KVA (含搬運) | 3247.65
Y6N10Q0010D0 | 變壓器 15~50KVA (含搬運) | 1623.82
Y6N10Q0010E0 | 變壓器 15~50KVA (含搬運) | 3542.9
Y6N10Q0010F0 | 變壓器 15~50KVA (含搬運) | 1771.45
Y6N10Q0010G0 | 變壓器 15~50KVA (含搬運) | 3838.14
Y6N10Q0010H0 | 變壓器 15~50KVA (含搬運) | 1919.06
Y6N10Q0011A0 | 變壓器 51~100KVA (含搬運) | 3553.12
Y6N10Q0011B0 | 變壓器 51~100KVA (含搬運) | 1776.56
Y6N10Q0011C0 | 變壓器 51~100KVA (含搬運) | 3908.43
Y6N10Q0011D0 | 變壓器 51~100KVA (含搬運) | 1954.22
Y6N10Q0011E0 | 變壓器 51~100KVA (含搬運) | 4263.74
Y6N10Q0011F0 | 變壓器 51~100KVA (含搬運) | 2131.87
Y6N10Q0011G0 | 變壓器 51~100KVA (含搬運) | 4619.06
Y6N10Q0011H0 | 變壓器 51~100KVA (含搬運) | 2309.53
Y6N10Q0012A0 | 變壓器 101~200KVA (含搬運) | 4237.69
Y6N10Q0012B0 | 變壓器 101~200KVA (含搬運) | 2118.85
Y6N10Q0012C0 | 變壓器 101~200KVA (含搬運) | 4661.47
Y6N10Q0012D0 | 變壓器 101~200KVA (含搬運) | 2330.73
Y6N10Q0012E0 | 變壓器 101~200KVA (含搬運) | 5085.24
Y6N10Q0012F0 | 變壓器 101~200KVA (含搬運) | 2542.62
Y6N10Q0012G0 | 變壓器 101~200KVA (含搬運) | 5509
Y6N10Q0012H0 | 變壓器 101~200KVA (含搬運) | 2754.51
Y6N10Q0013A0 | 變壓器 201~500KVA (含搬運) | 5179.68
Y6N10Q0013B0 | 變壓器 201~500KVA (含搬運) | 2589.83
Y6N10Q0013C0 | 變壓器 201~500KVA (含搬運) | 5697.64
Y6N10Q0013D0 | 變壓器 201~500KVA (含搬運) | 2848.82
Y6N10Q0013E0 | 變壓器 201~500KVA (含搬運) | 6215.61
Y6N10Q0013F0 | 變壓器 201~500KVA (含搬運) | 3107.8
Y6N10Q0013G0 | 變壓器 201~500KVA (含搬運) | 6733.58
Y6N10Q0013H0 | 變壓器 201~500KVA (含搬運) | 3366.78
Y6N10Q0014A0 | 變壓器 501~750KVA (含搬運) | 7026.12
Y6N10Q0014B0 | 變壓器 501~750KVA (含搬運) | 3513.06
Y6N10Q0014C0 | 變壓器 501~750KVA (含搬運) | 7728.74
Y6N10Q0014D0 | 變壓器 501~750KVA (含搬運) | 3864.36
Y6N10Q0014E0 | 變壓器 501~750KVA (含搬運) | 8431.34
Y6N10Q0014F0 | 變壓器 501~750KVA (含搬運) | 4215.68
Y6N10Q0014G0 | 變壓器 501~750KVA (含搬運) | 9133.96
Y6N10Q0014H0 | 變壓器 501~750KVA (含搬運) | 4566.98
Y6N10Q0015A0 | 變壓器 751~1000KVA (含搬運) | 9117.69
Y6N10Q0015B0 | 變壓器 751~1000KVA (含搬運) | 4558.85
Y6N10Q0015C0 | 變壓器 751~1000KVA (含搬運) | 10029.47
Y6N10Q0015D0 | 變壓器 751~1000KVA (含搬運) | 5014.73
Y6N10Q0015E0 | 變壓器 751~1000KVA (含搬運) | 10941.24
Y6N10Q0015F0 | 變壓器 751~1000KVA (含搬運) | 5470.62
Y6N10Q0015G0 | 變壓器 751~1000KVA (含搬運) | 11853
Y6N10Q0015H0 | 變壓器 751~1000KVA (含搬運) | 5926.5
Y6N10Q0016A0 | 變壓器 1001~2000KVA (含搬運) | 10017.4
Y6N10Q0016B0 | 變壓器 1001~2000KVA (含搬運) | 5008.7
Y6N10Q0016C0 | 變壓器 1001~2000KVA (含搬運) | 11019.14
Y6N10Q0016D0 | 變壓器 1001~2000KVA (含搬運) | 5509.57
Y6N10Q0016E0 | 變壓器 1001~2000KVA (含搬運) | 12020.87
Y6N10Q0016F0 | 變壓器 1001~2000KVA (含搬運) | 6010.44
Y6N10Q0016G0 | 變壓器 1001~2000KVA (含搬運) | 13022.62
Y6N10Q0016H0 | 變壓器 1001~2000KVA (含搬運) | 6511.31
Y6N10Q0017A0 | 變壓器 2001~5000KVA (含搬運) | 12449.56
Y6N10Q0017B0 | 變壓器 2001~5000KVA (含搬運) | 6224.78
Y6N10Q0017C0 | 變壓器 2001~5000KVA (含搬運) | 13694.51
Y6N10Q0017D0 | 變壓器 2001~5000KVA (含搬運) | 6847.26
Y6N10Q0017E0 | 變壓器 2001~5000KVA (含搬運) | 14939.46
Y6N10Q0017F0 | 變壓器 2001~5000KVA (含搬運) | 7469.73
Y6N10Q0017G0 | 變壓器 2001~5000KVA (含搬運) | 16184.43
Y6N10Q0017H0 | 變壓器 2001~5000KVA (含搬運) | 8092.21
Y6N10Q0018A0 | 變壓器 5001KVA及以上 (含搬運) | 16100.53
Y6N10Q0018B0 | 變壓器 5001KVA及以上 (含搬運) | 8050.26
Y6N10Q0018C0 | 變壓器 5001KVA及以上 (含搬運) | 17710.57
Y6N10Q0018D0 | 變壓器 5001KVA及以上 (含搬運) | 8855.29
Y6N10Q0018E0 | 變壓器 5001KVA及以上 (含搬運) | 19320.62
Y6N10Q0018F0 | 變壓器 5001KVA及以上 (含搬運) | 9660.32
Y6N10Q0018G0 | 變壓器 5001KVA及以上 (含搬運) | 20930.68
Y6N10Q0018H0 | 變壓器 5001KVA及以上 (含搬運) | 10465.34
Y6N10Q0019A0 | PA對講機之BOX及AMP | 327.29
Y6N10Q0019B0 | PA對講機之BOX及AMP | 163.64
Y6N10Q0019C0 | PA對講機之BOX及AMP | 360.01
Y6N10Q0019D0 | PA對講機之BOX及AMP | 180.01
Y6N10Q0019E0 | PA對講機之BOX及AMP | 392.75
Y6N10Q0019F0 | PA對講機之BOX及AMP | 196.37
Y6N10Q0019G0 | PA對講機之BOX及AMP | 425.48
Y6N10Q0019H0 | PA對講機之BOX及AMP | 212.74
Y6N10Q0020A0 | PA對講機之SPEAKER | 409.11
Y6N10Q0020B0 | PA對講機之SPEAKER | 204.56
Y6N10Q0020C0 | PA對講機之SPEAKER | 450.02
Y6N10Q0020D0 | PA對講機之SPEAKER | 225.01
Y6N10Q0020E0 | PA對講機之SPEAKER | 490.93
Y6N10Q0020F0 | PA對講機之SPEAKER | 245.46
Y6N10Q0020G0 | PA對講機之SPEAKER | 531.85
Y6N10Q0020H0 | PA對講機之SPEAKER | 265.92
Y6N10Q0021A0 | PA JACK | 216.83
Y6N10Q0021B0 | PA JACK | 108.42
Y6N10Q0021C0 | PA JACK | 238.52
Y6N10Q0021D0 | PA JACK | 119.26
Y6N10Q0021E0 | PA JACK | 260.19
Y6N10Q0021F0 | PA JACK | 130.1
Y6N10Q0021G0 | PA JACK | 281.88
Y6N10Q0021H0 | PA JACK | 140.94
Y6N10Q0022A0 | I.T.V 安裝 (領料、搬運開箱安裝及配合調整) | 1704.62
Y6N10Q0022B0 | I.T.V 安裝 (領料、搬運開箱安裝及配合調整) | 852.31
Y6N10Q0022C0 | I.T.V 安裝 (領料、搬運開箱安裝及配合調整) | 1875.09
Y6N10Q0022D0 | I.T.V 安裝 (領料、搬運開箱安裝及配合調整) | 937.54
Y6N10Q0022E0 | I.T.V 安裝 (領料、搬運開箱安裝及配合調整) | 2045.55
Y6N10Q0022F0 | I.T.V 安裝 (領料、搬運開箱安裝及配合調整) | 1022.77
Y6N10Q0022G0 | I.T.V 安裝 (領料、搬運開箱安裝及配合調整) | 2216.01
Y6N10Q0022H0 | I.T.V 安裝 (領料、搬運開箱安裝及配合調整) | 1108.01
Y6N10Q0023A0 | 防爆接線盒 PNL 0.001~0.01m3(含一般接線盒) | 550.93
Y6N10Q0023B0 | 防爆接線盒 PNL 0.001~0.01m3(含一般接線盒) | 275.47
Y6N10Q0023C0 | 防爆接線盒 PNL 0.001~0.01m3(含一般接線盒) | 606.03
Y6N10Q0023D0 | 防爆接線盒 PNL 0.001~0.01m3(含一般接線盒) | 303.02
Y6N10Q0023E0 | 防爆接線盒 PNL 0.001~0.01m3(含一般接線盒) | 661.12
Y6N10Q0023F0 | 防爆接線盒 PNL 0.001~0.01m3(含一般接線盒) | 330.56
Y6N10Q0023G0 | 防爆接線盒 PNL 0.001~0.01m3(含一般接線盒) | 716.22
Y6N10Q0023H0 | 防爆接線盒 PNL 0.001~0.01m3(含一般接線盒) | 358.1
Y6N10Q0024A0 | 防爆接線盒 PNL 0.011~0.09m3(含一般接線盒) | 665.14
Y6N10Q0024B0 | 防爆接線盒 PNL 0.011~0.09m3(含一般接線盒) | 332.58
Y6N10Q0024C0 | 防爆接線盒 PNL 0.011~0.09m3(含一般接線盒) | 731.65
Y6N10Q0024D0 | 防爆接線盒 PNL 0.011~0.09m3(含一般接線盒) | 365.83
Y6N10Q0024E0 | 防爆接線盒 PNL 0.011~0.09m3(含一般接線盒) | 798.18
Y6N10Q0024F0 | 防爆接線盒 PNL 0.011~0.09m3(含一般接線盒) | 399.09
Y6N10Q0024G0 | 防爆接線盒 PNL 0.011~0.09m3(含一般接線盒) | 864.69
Y6N10Q0024H0 | 防爆接線盒 PNL 0.011~0.09m3(含一般接線盒) | 432.35
Y6N10Q0025A0 | 防爆接線盒 PNL 0.091~0.1 m3 | 1025.5
Y6N10Q0025B0 | 防爆接線盒 PNL 0.091~0.1 m3 | 512.75
Y6N10Q0025C0 | 防爆接線盒 PNL 0.091~0.1 m3 | 1128.05
Y6N10Q0025D0 | 防爆接線盒 PNL 0.091~0.1 m3 | 564.02
Y6N10Q0025E0 | 防爆接線盒 PNL 0.091~0.1 m3 | 1230.6
Y6N10Q0025F0 | 防爆接線盒 PNL 0.091~0.1 m3 | 615.3
Y6N10Q0025G0 | 防爆接線盒 PNL 0.091~0.1 m3 | 1333.15
Y6N10Q0025H0 | 防爆接線盒 PNL 0.091~0.1 m3 | 666.57
Y6N10Q0026A0 | 防爆接線盒 PNL 0.11~0.2 m3 | 1328.92
Y6N10Q0026B0 | 防爆接線盒 PNL 0.11~0.2 m3 | 664.46
Y6N10Q0026C0 | 防爆接線盒 PNL 0.11~0.2 m3 | 1461.82
Y6N10Q0026D0 | 防爆接線盒 PNL 0.11~0.2 m3 | 730.9
Y6N10Q0026E0 | 防爆接線盒 PNL 0.11~0.2 m3 | 1594.71
Y6N10Q0026F0 | 防爆接線盒 PNL 0.11~0.2 m3 | 797.36
Y6N10Q0026G0 | 防爆接線盒 PNL 0.11~0.2 m3 | 1727.6
Y6N10Q0026H0 | 防爆接線盒 PNL 0.11~0.2 m3 | 863.8
Y6N10Q0027A0 | 防爆接線盒 PNL 0.21m3及以上 | 1585.3
Y6N10Q0027B0 | 防爆接線盒 PNL 0.21m3及以上 | 792.65
Y6N10Q0027C0 | 防爆接線盒 PNL 0.21m3及以上 | 1743.83
Y6N10Q0027D0 | 防爆接線盒 PNL 0.21m3及以上 | 871.92
Y6N10Q0027E0 | 防爆接線盒 PNL 0.21m3及以上 | 1902.36
Y6N10Q0027F0 | 防爆接線盒 PNL 0.21m3及以上 | 951.18
Y6N10Q0027G0 | 防爆接線盒 PNL 0.21m3及以上 | 2060.89
Y6N10Q0027H0 | 防爆接線盒 PNL 0.21m3及以上 | 1030.44
Y6N10Q0028A0 | 工業用攝影機 | 263.19
Y6N10Q0028B0 | 工業用攝影機 | 131.6
Y6N10Q0028C0 | 工業用攝影機 | 289.51
Y6N10Q0028D0 | 工業用攝影機 | 144.76
Y6N10Q0028E0 | 工業用攝影機 | 315.84
Y6N10Q0028F0 | 工業用攝影機 | 157.91
Y6N10Q0028G0 | 工業用攝影機 | 342.15
Y6N10Q0028H0 | 工業用攝影機 | 171.07
Y6N10Q1001A0 | 480 V SWGR安裝 | 9545.56
Y6N10Q1001B0 | 480 V SWGR安裝 | 4772.78
Y6N10Q1002A0 | 3.3 KV SWGR安裝 | 10227.41
Y6N10Q1002B0 | 3.3 KV SWGR安裝 | 5113.7
Y6N10Q1003A0 | 11 KV SWGR安裝 | 14659.43
Y6N10Q1003B0 | 11 KV SWGR安裝 | 7329.72
Y6N10Q1004A0 | 33 KV SWGR安裝 | 19432.72
Y6N10Q1004B0 | 33 KV SWGR安裝 | 9716.36
Y6N10Q1005A0 | 480V 級 MCC | 2045.55
Y6N10Q1005B0 | 480V 級 MCC | 1022.77
Y6N10Q1006A0 | 3.3KV STARTER | 4643.4
Y6N10Q1006B0 | 3.3KV STARTER | 2321.7
Y6N10Q1007A0 | 模注型PT,CT 7.2KV級及以下 | 550.93
Y6N10Q1007B0 | 模注型PT,CT 7.2KV級及以下 | 275.47
Y6N10Q1008A0 | 模注型PT,CT 11 KV級及以上 | 827.09
Y6N10Q1008B0 | 模注型PT,CT 11 KV級及以上 | 413.54
Y6N10Q1009A0 | 未加工銅、鋁匯流排安裝 (250mm2及以下) | 177.28
Y6N10Q1009B0 | 未加工銅、鋁匯流排安裝 (250mm2及以下) | 88.64
Y6N10Q1010A0 | 未加工銅、鋁匯流排安裝 (251-500mm2) | 218.19
Y6N10Q1010B0 | 未加工銅、鋁匯流排安裝 (251-500mm2) | 109.1
Y6N10Q1011A0 | 未加工銅、鋁匯流排安裝 (501-1000mm2) | 528.44
Y6N10Q1011B0 | 未加工銅、鋁匯流排安裝 (501-1000mm2) | 264.21
Y6N10Q1012A0 | 未加工銅、鋁匯流排安裝 (1001mm2及以上) | 637.53
Y6N10Q1012B0 | 未加工銅、鋁匯流排安裝 (1001mm2及以上) | 318.77
Y6N10Q1013A0 | 已加工銅、鋁匯流排安裝 (250mm2及以下) | 79.77
Y6N10Q1013B0 | 已加工銅、鋁匯流排安裝 (250mm2及以下) | 39.89
Y6N10Q1014A0 | 已加工銅、鋁匯流排安裝 (251-500mm2) | 98.19
Y6N10Q1014B0 | 已加工銅、鋁匯流排安裝 (251-500mm2) | 49.09
Y6N10Q1015A0 | 已加工銅、鋁匯流排安裝 (501-1000mm2) | 237.97
Y6N10Q1015B0 | 已加工銅、鋁匯流排安裝 (501-1000mm2) | 118.99
Y6N10Q1016A0 | 已加工銅、鋁匯流排安裝 (1001mm2及以上) | 287.06
Y6N10Q1016B0 | 已加工銅、鋁匯流排安裝 (1001mm2及以上) | 143.53
Y6N10Q1017A0 | BATTERY(大容量UPS用)含接線及銅排安裝 | 444.56
Y6N10Q1017B0 | BATTERY(大容量UPS用)含接線及銅排安裝 | 222.29
Y6N10Q2001A0 | 設備箱件開箱1m3及以下 | 528.44
Y6N10Q2002A0 | 設備箱件開箱1.1~3.5m3 | 766.06
Y6N10Q2003A0 | 設備箱件開箱3.6~8 m3 | 1008.46
Y6N10Q2004A0 | 設備箱件開箱8.1~14 m3 | 1310.52
Y6N10Q2005A0 | 設備箱件開箱14.1~25m3 | 1612.57
Y6N10Q2006A0 | 設備箱件開箱25.1m3及以上 | 1854.97
Y6N10S0001A0 | NFB,ELB 120/240V,1P | 102.28
Y6N10S0001B0 | NFB,ELB 120/240V,1P | 51.13
Y6N10S0001C0 | NFB,ELB 120/240V,1P | 112.51
Y6N10S0001D0 | NFB,ELB 120/240V,1P | 56.25
Y6N10S0001E0 | NFB,ELB 120/240V,1P | 122.74
Y6N10S0001F0 | NFB,ELB 120/240V,1P | 61.36
Y6N10S0001G0 | NFB,ELB 120/240V,1P | 132.96
Y6N10S0001H0 | NFB,ELB 120/240V,1P | 66.48
Y6N10S0002A0 | NFB,ELB 120/240V,2P/3P | 204.56
Y6N10S0002B0 | NFB,ELB 120/240V,2P/3P | 102.28
Y6N10S0002C0 | NFB,ELB 120/240V,2P/3P | 225.01
Y6N10S0002D0 | NFB,ELB 120/240V,2P/3P | 112.51
Y6N10S0002E0 | NFB,ELB 120/240V,2P/3P | 245.46
Y6N10S0002F0 | NFB,ELB 120/240V,2P/3P | 122.74
Y6N10S0002G0 | NFB,ELB 120/240V,2P/3P | 265.92
Y6N10S0002H0 | NFB,ELB 120/240V,2P/3P | 132.96
Y6N10S0003A0 | NFB,ELB 480V,150AF及以下 | 443.2
Y6N10S0003B0 | NFB,ELB 480V,150AF及以下 | 221.6
Y6N10S0003C0 | NFB,ELB 480V,150AF及以下 | 487.52
Y6N10S0003D0 | NFB,ELB 480V,150AF及以下 | 243.76
Y6N10S0003E0 | NFB,ELB 480V,150AF及以下 | 531.85
Y6N10S0003F0 | NFB,ELB 480V,150AF及以下 | 265.92
Y6N10S0003G0 | NFB,ELB 480V,150AF及以下 | 576.16
Y6N10S0003H0 | NFB,ELB 480V,150AF及以下 | 288.08
Y6N10S0004A0 | NFB,ELB 480V,175~250AF | 579.57
Y6N10S0004B0 | NFB,ELB 480V,175~250AF | 289.79
Y6N10S0004C0 | NFB,ELB 480V,175~250AF | 637.53
Y6N10S0004D0 | NFB,ELB 480V,175~250AF | 318.77
Y6N10S0004E0 | NFB,ELB 480V,175~250AF | 695.49
Y6N10S0004F0 | NFB,ELB 480V,175~250AF | 347.74
Y6N10S0004G0 | NFB,ELB 480V,175~250AF | 753.44
Y6N10S0004H0 | NFB,ELB 480V,175~250AF | 376.72
Y6N10S0005A0 | NFB,ELB 480V,275~400AF | 750.03
Y6N10S0005B0 | NFB,ELB 480V,275~400AF | 375.02
Y6N10S0005C0 | NFB,ELB 480V,275~400AF | 825.04
Y6N10S0005D0 | NFB,ELB 480V,275~400AF | 412.52
Y6N10S0005E0 | NFB,ELB 480V,275~400AF | 900.04
Y6N10S0005F0 | NFB,ELB 480V,275~400AF | 450.02
Y6N10S0005G0 | NFB,ELB 480V,275~400AF | 975.05
Y6N10S0005H0 | NFB,ELB 480V,275~400AF | 487.52
Y6N10S0006A0 | NFB,ELB 480V,450~800AF | 1193.24
Y6N10S0006B0 | NFB,ELB 480V,450~800AF | 596.62
Y6N10S0006C0 | NFB,ELB 480V,450~800AF | 1312.57
Y6N10S0006D0 | NFB,ELB 480V,450~800AF | 656.28
Y6N10S0006E0 | NFB,ELB 480V,450~800AF | 1431.88
Y6N10S0006F0 | NFB,ELB 480V,450~800AF | 715.95
Y6N10S0006G0 | NFB,ELB 480V,450~800AF | 1551.21
Y6N10S0006H0 | NFB,ELB 480V,450~800AF | 775.6
Y6N10S0007A0 | NFB,ELB 480V,850~1500AF | 1431.88
Y6N10S0007B0 | NFB,ELB 480V,850~1500AF | 715.95
Y6N10S0007C0 | NFB,ELB 480V,850~1500AF | 1575.08
Y6N10S0007D0 | NFB,ELB 480V,850~1500AF | 787.54
Y6N10S0007E0 | NFB,ELB 480V,850~1500AF | 1718.26
Y6N10S0007F0 | NFB,ELB 480V,850~1500AF | 859.13
Y6N10S0007G0 | NFB,ELB 480V,850~1500AF | 1861.45
Y6N10S0007H0 | NFB,ELB 480V,850~1500AF | 930.72
Y6N10S0008A0 | NFB,ELB 480V,1600AF及以上 | 2127.37
Y6N10S0008B0 | NFB,ELB 480V,1600AF及以上 | 1063.69
Y6N10S0008C0 | NFB,ELB 480V,1600AF及以上 | 2340.11
Y6N10S0008D0 | NFB,ELB 480V,1600AF及以上 | 1170.05
Y6N10S0008E0 | NFB,ELB 480V,1600AF及以上 | 2552.85
Y6N10S0008F0 | NFB,ELB 480V,1600AF及以上 | 1276.42
Y6N10S0008G0 | NFB,ELB 480V,1600AF及以上 | 2765.59
Y6N10S0008H0 | NFB,ELB 480V,1600AF及以上 | 1382.79
Y6N10S1001A0 | 一般電燈開關(含接線) | 121.03
Y6N10S1001B0 | 一般電燈開關(含接線) | 60.51
Y6N10S1001C0 | 一般電燈開關(含接線) | 133.13
Y6N10S1001D0 | 一般電燈開關(含接線) | 66.56
Y6N10S1001E0 | 一般電燈開關(含接線) | 145.24
Y6N10S1001F0 | 一般電燈開關(含接線) | 72.61
Y6N10S1001G0 | 一般電燈開關(含接線) | 157.33
Y6N10S1001H0 | 一般電燈開關(含接線) | 78.67
Y6N10S1002A0 | 重責型安全開關 100A及以下 | 358.99
Y6N10S1002B0 | 重責型安全開關 100A及以下 | 179.5
Y6N10S1002C0 | 重責型安全開關 100A及以下 | 394.89
Y6N10S1002D0 | 重責型安全開關 100A及以下 | 197.45
Y6N10S1002E0 | 重責型安全開關 100A及以下 | 430.8
Y6N10S1002F0 | 重責型安全開關 100A及以下 | 215.4
Y6N10S1002G0 | 重責型安全開關 100A及以下 | 466.69
Y6N10S1002H0 | 重責型安全開關 100A及以下 | 233.35
Y6N10S1003A0 | 重責型安全開關 120A及以上 | 495.02
Y6N10S1003B0 | 重責型安全開關 120A及以上 | 247.51
Y6N10S1003C0 | 重責型安全開關 120A及以上 | 544.52
Y6N10S1003D0 | 重責型安全開關 120A及以上 | 272.26
Y6N10S1003E0 | 重責型安全開關 120A及以上 | 594.03
Y6N10S1003F0 | 重責型安全開關 120A及以上 | 297.01
Y6N10S1003G0 | 重責型安全開關 120A及以上 | 643.53
Y6N10S1003H0 | 重責型安全開關 120A及以上 | 321.77
Y6N10S1008A0 | 一般110/220V插座(含接線) | 170.12
Y6N10S1008B0 | 一般110/220V插座(含接線) | 85.06
Y6N10S1008C0 | 一般110/220V插座(含接線) | 187.13
Y6N10S1008D0 | 一般110/220V插座(含接線) | 93.57
Y6N10S1008E0 | 一般110/220V插座(含接線) | 204.15
Y6N10S1008F0 | 一般110/220V插座(含接線) | 102.07
Y6N10S1008G0 | 一般110/220V插座(含接線) | 221.16
Y6N10S1008H0 | 一般110/220V插座(含接線) | 110.58
Y6N10S1009A0 | 重責型插座 40A及以下(含接線) | 392.75
Y6N10S1009B0 | 重責型插座 40A及以下(含接線) | 196.37
Y6N10S1009C0 | 重責型插座 40A及以下(含接線) | 432.02
Y6N10S1009D0 | 重責型插座 40A及以下(含接線) | 216.01
Y6N10S1009E0 | 重責型插座 40A及以下(含接線) | 471.29
Y6N10S1009F0 | 重責型插座 40A及以下(含接線) | 235.65
Y6N10S1009G0 | 重責型插座 40A及以下(含接線) | 510.57
Y6N10S1009H0 | 重責型插座 40A及以下(含接線) | 255.28
Y6N10S1010A0 | 重責型插座 60A及以上(含開關箱安裝及接線) | 818.22
Y6N10S1010B0 | 重責型插座 60A及以上(含開關箱安裝及接線) | 409.11
Y6N10S1010C0 | 重責型插座 60A及以上(含開關箱安裝及接線) | 900.04
Y6N10S1010D0 | 重責型插座 60A及以上(含開關箱安裝及接線) | 450.02
Y6N10S1010E0 | 重責型插座 60A及以上(含開關箱安裝及接線) | 981.86
Y6N10S1010F0 | 重責型插座 60A及以上(含開關箱安裝及接線) | 490.93
Y6N10S1010G0 | 重責型插座 60A及以上(含開關箱安裝及接線) | 1063.69
Y6N10S1010H0 | 重責型插座 60A及以上(含開關箱安裝及接線) | 531.85
Y6N10S1011A0 | 防爆型插座 30A及以下(含接線) | 628.33
Y6N10S1011B0 | 防爆型插座 30A及以下(含接線) | 314.16
Y6N10S1011C0 | 防爆型插座 30A及以下(含接線) | 691.16
Y6N10S1011D0 | 防爆型插座 30A及以下(含接線) | 345.57
Y6N10S1011E0 | 防爆型插座 30A及以下(含接線) | 753.99
Y6N10S1011F0 | 防爆型插座 30A及以下(含接線) | 376.99
Y6N10S1011G0 | 防爆型插座 30A及以下(含接線) | 816.83
Y6N10S1011H0 | 防爆型插座 30A及以下(含接線) | 408.41
Y6N10S1012A0 | 防爆型插座 40A及以上(含接線) | 691.4
Y6N10S1012B0 | 防爆型插座 40A及以上(含接線) | 345.69
Y6N10S1012C0 | 防爆型插座 40A及以上(含接線) | 760.53
Y6N10S1012D0 | 防爆型插座 40A及以上(含接線) | 380.27
Y6N10S1012E0 | 防爆型插座 40A及以上(含接線) | 829.67
Y6N10S1012F0 | 防爆型插座 40A及以上(含接線) | 414.84
Y6N10S1012G0 | 防爆型插座 40A及以上(含接線) | 898.82
Y6N10S1012H0 | 防爆型插座 40A及以上(含接線) | 449.4
Y6N10S1013A0 | 一般110/220V插頭(含接線) | 127.51
Y6N10S1013B0 | 一般110/220V插頭(含接線) | 63.75
Y6N10S1013C0 | 一般110/220V插頭(含接線) | 140.26
Y6N10S1013D0 | 一般110/220V插頭(含接線) | 70.13
Y6N10S1013E0 | 一般110/220V插頭(含接線) | 153
Y6N10S1013F0 | 一般110/220V插頭(含接線) | 76.5
Y6N10S1013G0 | 一般110/220V插頭(含接線) | 165.75
Y6N10S1013H0 | 一般110/220V插頭(含接線) | 82.88
Y6N10S1014A0 | 重責型插頭40A及以下(含接線) | 303.42
Y6N10S1014B0 | 重責型插頭40A及以下(含接線) | 151.71
Y6N10S1014C0 | 重責型插頭40A及以下(含接線) | 333.77
Y6N10S1014D0 | 重責型插頭40A及以下(含接線) | 166.88
Y6N10S1014E0 | 重責型插頭40A及以下(含接線) | 364.11
Y6N10S1014F0 | 重責型插頭40A及以下(含接線) | 182.05
Y6N10S1014G0 | 重責型插頭40A及以下(含接線) | 394.45
Y6N10S1014H0 | 重責型插頭40A及以下(含接線) | 197.23
Y6N10S1015A0 | 重責型插頭60A及以上(含接線) | 397.86
Y6N10S1015B0 | 重責型插頭60A及以上(含接線) | 198.93
Y6N10S1015C0 | 重責型插頭60A及以上(含接線) | 437.65
Y6N10S1015D0 | 重責型插頭60A及以上(含接線) | 218.83
Y6N10S1015E0 | 重責型插頭60A及以上(含接線) | 477.43
Y6N10S1015F0 | 重責型插頭60A及以上(含接線) | 238.72
Y6N10S1015G0 | 重責型插頭60A及以上(含接線) | 517.22
Y6N10S1015H0 | 重責型插頭60A及以上(含接線) | 258.61
Y6N10S1016A0 | 防爆型插頭30A及以下(含接線) | 495.02
Y6N10S1016B0 | 防爆型插頭30A及以下(含接線) | 247.51
Y6N10S1016C0 | 防爆型插頭30A及以下(含接線) | 544.52
Y6N10S1016D0 | 防爆型插頭30A及以下(含接線) | 272.26
Y6N10S1016E0 | 防爆型插頭30A及以下(含接線) | 594.03
Y6N10S1016F0 | 防爆型插頭30A及以下(含接線) | 297.01
Y6N10S1016G0 | 防爆型插頭30A及以下(含接線) | 643.53
Y6N10S1016H0 | 防爆型插頭30A及以下(含接線) | 321.77
Y6N10S1017A0 | 防爆型插頭40A及以上(含接線) | 619.46
Y6N10S1017B0 | 防爆型插頭40A及以上(含接線) | 309.73
Y6N10S1017C0 | 防爆型插頭40A及以上(含接線) | 681.41
Y6N10S1017D0 | 防爆型插頭40A及以上(含接線) | 340.7
Y6N10S1017E0 | 防爆型插頭40A及以上(含接線) | 743.35
Y6N10S1017F0 | 防爆型插頭40A及以上(含接線) | 371.67
Y6N10S1017G0 | 防爆型插頭40A及以上(含接線) | 805.3
Y6N10S1017H0 | 防爆型插頭40A及以上(含接線) | 402.65
Y6N10S1018A0 | 電磁開關(含保護電驛)Ith<=200A | 394.11
Y6N10S1018B0 | 電磁開關(含保護電驛)Ith<=200A | 197.05
Y6N10S1018C0 | 電磁開關(含保護電驛)Ith<=200A | 433.52
Y6N10S1018D0 | 電磁開關(含保護電驛)Ith<=200A | 216.76
Y6N10S1018E0 | 電磁開關(含保護電驛)Ith<=200A | 472.93
Y6N10S1018F0 | 電磁開關(含保護電驛)Ith<=200A | 236.47
Y6N10S1018G0 | 電磁開關(含保護電驛)Ith<=200A | 512.34
Y6N10S1018H0 | 電磁開關(含保護電驛)Ith<=200A | 256.17
Y6N10S1019A0 | 電磁開關(含保護電驛)Ith>200A | 594.92
Y6N10S1019B0 | 電磁開關(含保護電驛)Ith>200A | 297.46
Y6N10S1019C0 | 電磁開關(含保護電驛)Ith>200A | 654.4
Y6N10S1019D0 | 電磁開關(含保護電驛)Ith>200A | 327.21
Y6N10S1019E0 | 電磁開關(含保護電驛)Ith>200A | 713.9
Y6N10S1019F0 | 電磁開關(含保護電驛)Ith>200A | 356.95
Y6N10S1019G0 | 電磁開關(含保護電驛)Ith>200A | 773.39
Y6N10S1019H0 | 電磁開關(含保護電驛)Ith>200A | 386.69
Y6N10S1020A0 | 積熱電驛或保護電驛 | 238.65
Y6N10S1020B0 | 積熱電驛或保護電驛 | 119.33
Y6N10S1020C0 | 積熱電驛或保護電驛 | 262.51
Y6N10S1020D0 | 積熱電驛或保護電驛 | 131.26
Y6N10S1020E0 | 積熱電驛或保護電驛 | 286.38
Y6N10S1020F0 | 積熱電驛或保護電驛 | 143.19
Y6N10S1020G0 | 積熱電驛或保護電驛 | 310.24
Y6N10S1020H0 | 積熱電驛或保護電驛 | 155.12
Y6N10S1021A0 | 正逆式電磁開關(含電驛)Ith<=200A | 495.02
Y6N10S1021B0 | 正逆式電磁開關(含電驛)Ith<=200A | 247.51
Y6N10S1021C0 | 正逆式電磁開關(含電驛)Ith<=200A | 544.52
Y6N10S1021D0 | 正逆式電磁開關(含電驛)Ith<=200A | 272.26
Y6N10S1021E0 | 正逆式電磁開關(含電驛)Ith<=200A | 594.03
Y6N10S1021F0 | 正逆式電磁開關(含電驛)Ith<=200A | 297.01
Y6N10S1021G0 | 正逆式電磁開關(含電驛)Ith<=200A | 643.53
Y6N10S1021H0 | 正逆式電磁開關(含電驛)Ith<=200A | 321.77
Y6N10S1022A0 | 正逆式電磁開關(含電驛)Ith>200A | 744.24
Y6N10S1022B0 | 正逆式電磁開關(含電驛)Ith>200A | 372.12
Y6N10S1022C0 | 正逆式電磁開關(含電驛)Ith>200A | 818.67
Y6N10S1022D0 | 正逆式電磁開關(含電驛)Ith>200A | 409.33
Y6N10S1022E0 | 正逆式電磁開關(含電驛)Ith>200A | 893.09
Y6N10S1022F0 | 正逆式電磁開關(含電驛)Ith>200A | 446.54
Y6N10S1022G0 | 正逆式電磁開關(含電驛)Ith>200A | 967.51
Y6N10S1022H0 | 正逆式電磁開關(含電驛)Ith>200A | 483.76
Y6N10S1023A0 | 控制變壓器1KVA及以下 | 375.02
Y6N10S1023B0 | 控制變壓器1KVA及以下 | 187.51
Y6N10S1023C0 | 控制變壓器1KVA及以下 | 412.52
Y6N10S1023D0 | 控制變壓器1KVA及以下 | 206.26
Y6N10S1023E0 | 控制變壓器1KVA及以下 | 450.02
Y6N10S1023F0 | 控制變壓器1KVA及以下 | 225.01
Y6N10S1023G0 | 控制變壓器1KVA及以下 | 487.52
Y6N10S1023H0 | 控制變壓器1KVA及以下 | 243.76
Y6N10S1024A0 | 控制變壓器大於1KVA | 579.57
Y6N10S1024B0 | 控制變壓器大於1KVA | 289.79
Y6N10S1024C0 | 控制變壓器大於1KVA | 637.53
Y6N10S1024D0 | 控制變壓器大於1KVA | 318.77
Y6N10S1024E0 | 控制變壓器大於1KVA | 695.49
Y6N10S1024F0 | 控制變壓器大於1KVA | 347.74
Y6N10S1024G0 | 控制變壓器大於1KVA | 753.44
Y6N10S1024H0 | 控制變壓器大於1KVA | 376.72
Y6N10S1025A0 | 一般指式示燈座(含燈炮及鑽孔) | 136.37
Y6N10S1025B0 | 一般指式示燈座(含燈炮及鑽孔) | 68.18
Y6N10S1025C0 | 一般指式示燈座(含燈炮及鑽孔) | 150
Y6N10S1025D0 | 一般指式示燈座(含燈炮及鑽孔) | 75
Y6N10S1025E0 | 一般指式示燈座(含燈炮及鑽孔) | 163.64
Y6N10S1025F0 | 一般指式示燈座(含燈炮及鑽孔) | 81.82
Y6N10S1025G0 | 一般指式示燈座(含燈炮及鑽孔) | 177.28
Y6N10S1025H0 | 一般指式示燈座(含燈炮及鑽孔) | 88.64
Y6N10S1026A0 | 天車指式示燈座(含燈炮及鑽孔) | 340.92
Y6N10S1026B0 | 天車指式示燈座(含燈炮及鑽孔) | 170.46
Y6N10S1026C0 | 天車指式示燈座(含燈炮及鑽孔) | 375.02
Y6N10S1026D0 | 天車指式示燈座(含燈炮及鑽孔) | 187.51
Y6N10S1026E0 | 天車指式示燈座(含燈炮及鑽孔) | 409.11
Y6N10S1026F0 | 天車指式示燈座(含燈炮及鑽孔) | 204.56
Y6N10S1026G0 | 天車指式示燈座(含燈炮及鑽孔) | 443.2
Y6N10S1026H0 | 天車指式示燈座(含燈炮及鑽孔) | 221.6
Y6N10S1027A0 | 控制用FUSE座(含FUSE),端子台 | 136.37
Y6N10S1027B0 | 控制用FUSE座(含FUSE),端子台 | 68.18
Y6N10S1027C0 | 控制用FUSE座(含FUSE),端子台 | 150
Y6N10S1027D0 | 控制用FUSE座(含FUSE),端子台 | 75
Y6N10S1027E0 | 控制用FUSE座(含FUSE),端子台 | 163.64
Y6N10S1027F0 | 控制用FUSE座(含FUSE),端子台 | 81.82
Y6N10S1027G0 | 控制用FUSE座(含FUSE),端子台 | 177.28
Y6N10S1027H0 | 控制用FUSE座(含FUSE),端子台 | 88.64
Y6N10S1028A0 | 控制器(含座),如電驛,計時器等 | 204.56
Y6N10S1028B0 | 控制器(含座),如電驛,計時器等 | 102.28
Y6N10S1028C0 | 控制器(含座),如電驛,計時器等 | 225.01
Y6N10S1028D0 | 控制器(含座),如電驛,計時器等 | 112.51
Y6N10S1028E0 | 控制器(含座),如電驛,計時器等 | 245.46
Y6N10S1028F0 | 控制器(含座),如電驛,計時器等 | 122.74
Y6N10S1028G0 | 控制器(含座),如電驛,計時器等 | 265.92
Y6N10S1028H0 | 控制器(含座),如電驛,計時器等 | 132.96
Y6N10S1029A0 | 流量,壓力,SENSOR,LIMIT等開關 | 204.56
Y6N10S1029B0 | 流量,壓力,SENSOR,LIMIT等開關 | 102.28
Y6N10S1029C0 | 流量,壓力,SENSOR,LIMIT等開關 | 225.01
Y6N10S1029D0 | 流量,壓力,SENSOR,LIMIT等開關 | 112.51
Y6N10S1029E0 | 流量,壓力,SENSOR,LIMIT等開關 | 245.46
Y6N10S1029F0 | 流量,壓力,SENSOR,LIMIT等開關 | 122.74
Y6N10S1029G0 | 流量,壓力,SENSOR,LIMIT等開關 | 265.92
Y6N10S1029H0 | 流量,壓力,SENSOR,LIMIT等開關 | 132.96
Y6N10S1030A0 | 低壓600V級CT | 170.46
Y6N10S1030B0 | 低壓600V級CT | 85.23
Y6N10S1030C0 | 低壓600V級CT | 187.51
Y6N10S1030D0 | 低壓600V級CT | 93.75
Y6N10S1030E0 | 低壓600V級CT | 204.56
Y6N10S1030F0 | 低壓600V級CT | 102.28
Y6N10S1030G0 | 低壓600V級CT | 221.6
Y6N10S1030H0 | 低壓600V級CT | 110.8
Y6N10S1031A0 | POWER DIODE , SCR 等 | 170.46
Y6N10S1031B0 | POWER DIODE , SCR 等 | 85.23
Y6N10S1031C0 | POWER DIODE , SCR 等 | 187.51
Y6N10S1031D0 | POWER DIODE , SCR 等 | 93.75
Y6N10S1031E0 | POWER DIODE , SCR 等 | 204.56
Y6N10S1031F0 | POWER DIODE , SCR 等 | 102.28
Y6N10S1031G0 | POWER DIODE , SCR 等 | 221.6
Y6N10S1031H0 | POWER DIODE , SCR 等 | 110.8
Y6N10S1032A0 | 一般表計,切換開關(含鑽孔) | 170.46
Y6N10S1032B0 | 一般表計,切換開關(含鑽孔) | 85.23
Y6N10S1032C0 | 一般表計,切換開關(含鑽孔) | 187.51
Y6N10S1032D0 | 一般表計,切換開關(含鑽孔) | 93.75
Y6N10S1032E0 | 一般表計,切換開關(含鑽孔) | 204.56
Y6N10S1032F0 | 一般表計,切換開關(含鑽孔) | 102.28
Y6N10S1032G0 | 一般表計,切換開關(含鑽孔) | 221.6
Y6N10S1032H0 | 一般表計,切換開關(含鑽孔) | 110.8
Y6N10S1033A0 | 浮球開關 | 248.87
Y6N10S1033B0 | 浮球開關 | 124.44
Y6N10S1033C0 | 浮球開關 | 273.76
Y6N10S1033D0 | 浮球開關 | 136.89
Y6N10S1033E0 | 浮球開關 | 298.65
Y6N10S1033F0 | 浮球開關 | 149.32
Y6N10S1033G0 | 浮球開關 | 323.54
Y6N10S1033H0 | 浮球開關 | 161.77
Y6N10S1034A0 | 電極棒 | 298.31
Y6N10S1034B0 | 電極棒 | 149.15
Y6N10S1034C0 | 電極棒 | 328.14
Y6N10S1034D0 | 電極棒 | 164.07
Y6N10S1034E0 | 電極棒 | 357.97
Y6N10S1034F0 | 電極棒 | 178.98
Y6N10S1034G0 | 電極棒 | 387.8
Y6N10S1034H0 | 電極棒 | 193.9
Y6N10S1035A0 | 盤面指示燈,壓扣開關(含鑽孔) | 136.37
Y6N10S1035B0 | 盤面指示燈,壓扣開關(含鑽孔) | 68.18
Y6N10S1035C0 | 盤面指示燈,壓扣開關(含鑽孔) | 150
Y6N10S1035D0 | 盤面指示燈,壓扣開關(含鑽孔) | 75
Y6N10S1035E0 | 盤面指示燈,壓扣開關(含鑽孔) | 163.64
Y6N10S1035F0 | 盤面指示燈,壓扣開關(含鑽孔) | 81.82
Y6N10S1035G0 | 盤面指示燈,壓扣開關(含鑽孔) | 177.28
Y6N10S1035H0 | 盤面指示燈,壓扣開關(含鑽孔) | 88.64
Y6N10S1036A0 | 一般VVVF 3HP及以下(含搬運、接線) | 562.18
Y6N10S1036B0 | 一般VVVF 3HP及以下(含搬運、接線) | 281.09
Y6N10S1037A0 | 一般VVVF 3.1~10HP(含搬運、接線) | 727.54
Y6N10S1037B0 | 一般VVVF 3.1~10HP(含搬運、接線) | 363.76
Y6N10S1038A0 | 一般VVVF 10.1~25HP(含搬運、接線) | 1157.44
Y6N10S1038B0 | 一般VVVF 10.1~25HP(含搬運、接線) | 578.72
Y6N10T0001A0 | （鋁梯型托網）9"(150mm)(含以下) 直型托網 | 120.01
Y6N10T0001B0 | （鋁梯型托網）9"(150mm)(含以下) 直型托網 | 60
Y6N10T0001C0 | （鋁梯型托網）9"(150mm)(含以下) 直型托網 | 132.01
Y6N10T0001D0 | （鋁梯型托網）9"(150mm)(含以下) 直型托網 | 66
Y6N10T0001E0 | （鋁梯型托網）9"(150mm)(含以下) 直型托網 | 144.01
Y6N10T0001F0 | （鋁梯型托網）9"(150mm)(含以下) 直型托網 | 72
Y6N10T0001G0 | （鋁梯型托網）9"(150mm)(含以下) 直型托網 | 156
Y6N10T0001H0 | （鋁梯型托網）9"(150mm)(含以下) 直型托網 | 78
Y6N10T0002A0 | （鋁梯型托網）12"(300mm)直型托網 | 135.01
Y6N10T0002B0 | （鋁梯型托網）12"(300mm)直型托網 | 67.5
Y6N10T0002C0 | （鋁梯型托網）12"(300mm)直型托網 | 148.5
Y6N10T0002D0 | （鋁梯型托網）12"(300mm)直型托網 | 74.25
Y6N10T0002E0 | （鋁梯型托網）12"(300mm)直型托網 | 162
Y6N10T0002F0 | （鋁梯型托網）12"(300mm)直型托網 | 81
Y6N10T0002G0 | （鋁梯型托網）12"(300mm)直型托網 | 175.51
Y6N10T0002H0 | （鋁梯型托網）12"(300mm)直型托網 | 87.75
Y6N10T0003A0 | （鋁梯型托網）24"(600mm)直型托網 | 180.01
Y6N10T0003B0 | （鋁梯型托網）24"(600mm)直型托網 | 90
Y6N10T0003C0 | （鋁梯型托網）24"(600mm)直型托網 | 198.01
Y6N10T0003D0 | （鋁梯型托網）24"(600mm)直型托網 | 99
Y6N10T0003E0 | （鋁梯型托網）24"(600mm)直型托網 | 216.01
Y6N10T0003F0 | （鋁梯型托網）24"(600mm)直型托網 | 108.01
Y6N10T0003G0 | （鋁梯型托網）24"(600mm)直型托網 | 234.01
Y6N10T0003H0 | （鋁梯型托網）24"(600mm)直型托網 | 117.01
Y6N10T0004A0 | （鋁梯型托網）9"(150mm)(含以下) 、12"(300mm)托網蓋板 | 115.92
Y6N10T0004B0 | （鋁梯型托網）9"(150mm)(含以下) 、12"(300mm)托網蓋板 | 57.95
Y6N10T0004C0 | （鋁梯型托網）9"(150mm)(含以下) 、12"(300mm)托網蓋板 | 127.51
Y6N10T0004D0 | （鋁梯型托網）9"(150mm)(含以下) 、12"(300mm)托網蓋板 | 63.75
Y6N10T0004E0 | （鋁梯型托網）9"(150mm)(含以下) 、12"(300mm)托網蓋板 | 139.1
Y6N10T0004F0 | （鋁梯型托網）9"(150mm)(含以下) 、12"(300mm)托網蓋板 | 69.55
Y6N10T0004G0 | （鋁梯型托網）9"(150mm)(含以下) 、12"(300mm)托網蓋板 | 150.68
Y6N10T0004H0 | （鋁梯型托網）9"(150mm)(含以下) 、12"(300mm)托網蓋板 | 75.34
Y6N10T0005A0 | （鋁梯型托網）24"(600mm)托網蓋板 | 150
Y6N10T0005B0 | （鋁梯型托網）24"(600mm)托網蓋板 | 75
Y6N10T0005C0 | （鋁梯型托網）24"(600mm)托網蓋板 | 165
Y6N10T0005D0 | （鋁梯型托網）24"(600mm)托網蓋板 | 82.5
Y6N10T0005E0 | （鋁梯型托網）24"(600mm)托網蓋板 | 180.01
Y6N10T0005F0 | （鋁梯型托網）24"(600mm)托網蓋板 | 90
Y6N10T0005G0 | （鋁梯型托網）24"(600mm)托網蓋板 | 195.01
Y6N10T0005H0 | （鋁梯型托網）24"(600mm)托網蓋板 | 97.5
Y6N10T0006A0 | （鋁梯型托網）9"(150mm)(含以下) 90°彎頭 | 157.84
Y6N10T0006B0 | （鋁梯型托網）9"(150mm)(含以下) 90°彎頭 | 78.92
Y6N10T0006C0 | （鋁梯型托網）9"(150mm)(含以下) 90°彎頭 | 173.63
Y6N10T0006D0 | （鋁梯型托網）9"(150mm)(含以下) 90°彎頭 | 86.82
Y6N10T0006E0 | （鋁梯型托網）9"(150mm)(含以下) 90°彎頭 | 189.42
Y6N10T0006F0 | （鋁梯型托網）9"(150mm)(含以下) 90°彎頭 | 94.71
Y6N10T0006G0 | （鋁梯型托網）9"(150mm)(含以下) 90°彎頭 | 205.2
Y6N10T0006H0 | （鋁梯型托網）9"(150mm)(含以下) 90°彎頭 | 102.6
Y6N10T0007A0 | （鋁梯型托網）12"(300mm) 90°彎頭 | 185.12
Y6N10T0007B0 | （鋁梯型托網）12"(300mm) 90°彎頭 | 92.56
Y6N10T0007C0 | （鋁梯型托網）12"(300mm) 90°彎頭 | 203.64
Y6N10T0007D0 | （鋁梯型托網）12"(300mm) 90°彎頭 | 101.82
Y6N10T0007E0 | （鋁梯型托網）12"(300mm) 90°彎頭 | 222.15
Y6N10T0007F0 | （鋁梯型托網）12"(300mm) 90°彎頭 | 111.07
Y6N10T0007G0 | （鋁梯型托網）12"(300mm) 90°彎頭 | 240.66
Y6N10T0007H0 | （鋁梯型托網）12"(300mm) 90°彎頭 | 120.33
Y6N10T0008A0 | （鋁梯型托網）24"(600mm) 90°彎頭 | 239.67
Y6N10T0008B0 | （鋁梯型托網）24"(600mm) 90°彎頭 | 119.84
Y6N10T0008C0 | （鋁梯型托網）24"(600mm) 90°彎頭 | 263.63
Y6N10T0008D0 | （鋁梯型托網）24"(600mm) 90°彎頭 | 131.82
Y6N10T0008E0 | （鋁梯型托網）24"(600mm) 90°彎頭 | 287.6
Y6N10T0008F0 | （鋁梯型托網）24"(600mm) 90°彎頭 | 143.81
Y6N10T0008G0 | （鋁梯型托網）24"(600mm) 90°彎頭 | 311.57
Y6N10T0008H0 | （鋁梯型托網）24"(600mm) 90°彎頭 | 155.78
Y6N10T0009A0 | （鋁梯型托網）9"(150mm)(含以下) 水平T彎頭 | 206.94
Y6N10T0009B0 | （鋁梯型托網）9"(150mm)(含以下) 水平T彎頭 | 103.47
Y6N10T0009C0 | （鋁梯型托網）9"(150mm)(含以下) 水平T彎頭 | 227.64
Y6N10T0009D0 | （鋁梯型托網）9"(150mm)(含以下) 水平T彎頭 | 113.82
Y6N10T0009E0 | （鋁梯型托網）9"(150mm)(含以下) 水平T彎頭 | 248.33
Y6N10T0009F0 | （鋁梯型托網）9"(150mm)(含以下) 水平T彎頭 | 124.17
Y6N10T0009G0 | （鋁梯型托網）9"(150mm)(含以下) 水平T彎頭 | 269.02
Y6N10T0009H0 | （鋁梯型托網）9"(150mm)(含以下) 水平T彎頭 | 134.52
Y6N10T0010A0 | （鋁梯型托網）12"(300mm) 水平T彎頭 | 242.4
Y6N10T0010B0 | （鋁梯型托網）12"(300mm) 水平T彎頭 | 121.2
Y6N10T0010C0 | （鋁梯型托網）12"(300mm) 水平T彎頭 | 266.63
Y6N10T0010D0 | （鋁梯型托網）12"(300mm) 水平T彎頭 | 133.32
Y6N10T0010E0 | （鋁梯型托網）12"(300mm) 水平T彎頭 | 290.88
Y6N10T0010F0 | （鋁梯型托網）12"(300mm) 水平T彎頭 | 145.44
Y6N10T0010G0 | （鋁梯型托網）12"(300mm) 水平T彎頭 | 315.12
Y6N10T0010H0 | （鋁梯型托網）12"(300mm) 水平T彎頭 | 157.55
Y6N10T0011A0 | （鋁梯型托網）24"(600mm) 水平T彎頭 | 310.58
Y6N10T0011B0 | （鋁梯型托網）24"(600mm) 水平T彎頭 | 155.29
Y6N10T0011C0 | （鋁梯型托網）24"(600mm) 水平T彎頭 | 341.64
Y6N10T0011D0 | （鋁梯型托網）24"(600mm) 水平T彎頭 | 170.82
Y6N10T0011E0 | （鋁梯型托網）24"(600mm) 水平T彎頭 | 372.7
Y6N10T0011F0 | （鋁梯型托網）24"(600mm) 水平T彎頭 | 186.35
Y6N10T0011G0 | （鋁梯型托網）24"(600mm) 水平T彎頭 | 403.76
Y6N10T0011H0 | （鋁梯型托網）24"(600mm) 水平T彎頭 | 201.88
Y6N10T0012A0 | （鋁梯型托網）9"(150mm)(含以下) 水平+彎頭 | 266.94
Y6N10T0012B0 | （鋁梯型托網）9"(150mm)(含以下) 水平+彎頭 | 133.48
Y6N10T0012C0 | （鋁梯型托網）9"(150mm)(含以下) 水平+彎頭 | 293.64
Y6N10T0012D0 | （鋁梯型托網）9"(150mm)(含以下) 水平+彎頭 | 146.81
Y6N10T0012E0 | （鋁梯型托網）9"(150mm)(含以下) 水平+彎頭 | 320.34
Y6N10T0012F0 | （鋁梯型托網）9"(150mm)(含以下) 水平+彎頭 | 160.16
Y6N10T0012G0 | （鋁梯型托網）9"(150mm)(含以下) 水平+彎頭 | 347.02
Y6N10T0012H0 | （鋁梯型托網）9"(150mm)(含以下) 水平+彎頭 | 173.51
Y6N10T0013A0 | （鋁梯型托網）12"(300mm) 水平+彎頭 | 313.31
Y6N10T0013B0 | （鋁梯型托網）12"(300mm) 水平+彎頭 | 156.65
Y6N10T0013C0 | （鋁梯型托網）12"(300mm) 水平+彎頭 | 344.64
Y6N10T0013D0 | （鋁梯型托網）12"(300mm) 水平+彎頭 | 172.32
Y6N10T0013E0 | （鋁梯型托網）12"(300mm) 水平+彎頭 | 375.97
Y6N10T0013F0 | （鋁梯型托網）12"(300mm) 水平+彎頭 | 187.99
Y6N10T0013G0 | （鋁梯型托網）12"(300mm) 水平+彎頭 | 407.3
Y6N10T0013H0 | （鋁梯型托網）12"(300mm) 水平+彎頭 | 203.65
Y6N10T0014A0 | （鋁梯型托網）24"(600mm) 水平+彎頭 | 406.04
Y6N10T0014B0 | （鋁梯型托網）24"(600mm) 水平+彎頭 | 203.02
Y6N10T0014C0 | （鋁梯型托網）24"(600mm) 水平+彎頭 | 446.64
Y6N10T0014D0 | （鋁梯型托網）24"(600mm) 水平+彎頭 | 223.33
Y6N10T0014E0 | （鋁梯型托網）24"(600mm) 水平+彎頭 | 487.25
Y6N10T0014F0 | （鋁梯型托網）24"(600mm) 水平+彎頭 | 243.62
Y6N10T0014G0 | （鋁梯型托網）24"(600mm) 水平+彎頭 | 527.86
Y6N10T0014H0 | （鋁梯型托網）24"(600mm) 水平+彎頭 | 263.92
Y6N10T0015A0 | （鋁梯型托網）水平活動彎頭 | 136.37
Y6N10T0015B0 | （鋁梯型托網）水平活動彎頭 | 68.18
Y6N10T0015C0 | （鋁梯型托網）水平活動彎頭 | 150
Y6N10T0015D0 | （鋁梯型托網）水平活動彎頭 | 75
Y6N10T0015E0 | （鋁梯型托網）水平活動彎頭 | 163.64
Y6N10T0015F0 | （鋁梯型托網）水平活動彎頭 | 81.82
Y6N10T0015G0 | （鋁梯型托網）水平活動彎頭 | 177.28
Y6N10T0015H0 | （鋁梯型托網）水平活動彎頭 | 88.64
Y6N10T0016A0 | （鋁梯型托網）垂直活動彎頭 | 136.37
Y6N10T0016B0 | （鋁梯型托網）垂直活動彎頭 | 68.18
Y6N10T0016C0 | （鋁梯型托網）垂直活動彎頭 | 150
Y6N10T0016D0 | （鋁梯型托網）垂直活動彎頭 | 75
Y6N10T0016E0 | （鋁梯型托網）垂直活動彎頭 | 163.64
Y6N10T0016F0 | （鋁梯型托網）垂直活動彎頭 | 81.82
Y6N10T0016G0 | （鋁梯型托網）垂直活動彎頭 | 177.28
Y6N10T0016H0 | （鋁梯型托網）垂直活動彎頭 | 88.64
Y6N10T0017A0 | （鐵槽型托網）9"(150mm)(含以下) 直型托網 | 143.19
Y6N10T0017B0 | （鐵槽型托網）9"(150mm)(含以下) 直型托網 | 71.59
Y6N10T0017C0 | （鐵槽型托網）9"(150mm)(含以下) 直型托網 | 157.5
Y6N10T0017D0 | （鐵槽型托網）9"(150mm)(含以下) 直型托網 | 78.75
Y6N10T0017E0 | （鐵槽型托網）9"(150mm)(含以下) 直型托網 | 171.82
Y6N10T0017F0 | （鐵槽型托網）9"(150mm)(含以下) 直型托網 | 85.91
Y6N10T0017G0 | （鐵槽型托網）9"(150mm)(含以下) 直型托網 | 186.14
Y6N10T0017H0 | （鐵槽型托網）9"(150mm)(含以下) 直型托網 | 93.07
Y6N10T0018A0 | （鐵槽型托網）12"(300mm)直型托網 | 163.64
Y6N10T0018B0 | （鐵槽型托網）12"(300mm)直型托網 | 81.82
Y6N10T0018C0 | （鐵槽型托網）12"(300mm)直型托網 | 180.01
Y6N10T0018D0 | （鐵槽型托網）12"(300mm)直型托網 | 90
Y6N10T0018E0 | （鐵槽型托網）12"(300mm)直型托網 | 196.37
Y6N10T0018F0 | （鐵槽型托網）12"(300mm)直型托網 | 98.19
Y6N10T0018G0 | （鐵槽型托網）12"(300mm)直型托網 | 212.74
Y6N10T0018H0 | （鐵槽型托網）12"(300mm)直型托網 | 106.37
Y6N10T0019A0 | （鐵槽型托網）24"(600mm)直型托網 | 252.28
Y6N10T0019B0 | （鐵槽型托網）24"(600mm)直型托網 | 126.15
Y6N10T0019C0 | （鐵槽型托網）24"(600mm)直型托網 | 277.51
Y6N10T0019D0 | （鐵槽型托網）24"(600mm)直型托網 | 138.76
Y6N10T0019E0 | （鐵槽型托網）24"(600mm)直型托網 | 302.74
Y6N10T0019F0 | （鐵槽型托網）24"(600mm)直型托網 | 151.37
Y6N10T0019G0 | （鐵槽型托網）24"(600mm)直型托網 | 327.97
Y6N10T0019H0 | （鐵槽型托網）24"(600mm)直型托網 | 163.98
Y6N10T0020A0 | （鐵槽型托網）9"(150mm)(含以下) 、12"(300mm)托網蓋板 | 122.74
Y6N10T0020B0 | （鐵槽型托網）9"(150mm)(含以下) 、12"(300mm)托網蓋板 | 61.36
Y6N10T0020C0 | （鐵槽型托網）9"(150mm)(含以下) 、12"(300mm)托網蓋板 | 135.01
Y6N10T0020D0 | （鐵槽型托網）9"(150mm)(含以下) 、12"(300mm)托網蓋板 | 67.5
Y6N10T0020E0 | （鐵槽型托網）9"(150mm)(含以下) 、12"(300mm)托網蓋板 | 147.27
Y6N10T0020F0 | （鐵槽型托網）9"(150mm)(含以下) 、12"(300mm)托網蓋板 | 73.64
Y6N10T0020G0 | （鐵槽型托網）9"(150mm)(含以下) 、12"(300mm)托網蓋板 | 159.55
Y6N10T0020H0 | （鐵槽型托網）9"(150mm)(含以下) 、12"(300mm)托網蓋板 | 79.77
Y6N10T0021A0 | （鐵槽型托網）24"(600mm)托網蓋板 | 150
Y6N10T0021B0 | （鐵槽型托網）24"(600mm)托網蓋板 | 75
Y6N10T0021C0 | （鐵槽型托網）24"(600mm)托網蓋板 | 165
Y6N10T0021D0 | （鐵槽型托網）24"(600mm)托網蓋板 | 82.5
Y6N10T0021E0 | （鐵槽型托網）24"(600mm)托網蓋板 | 180.01
Y6N10T0021F0 | （鐵槽型托網）24"(600mm)托網蓋板 | 90
Y6N10T0021G0 | （鐵槽型托網）24"(600mm)托網蓋板 | 195.01
Y6N10T0021H0 | （鐵槽型托網）24"(600mm)托網蓋板 | 97.5
Y6N10T0022A0 | （鐵槽型托網）9"(150mm)(含以下) 90°彎頭 | 197.74
Y6N10T0022B0 | （鐵槽型托網）9"(150mm)(含以下) 90°彎頭 | 98.87
Y6N10T0022C0 | （鐵槽型托網）9"(150mm)(含以下) 90°彎頭 | 217.51
Y6N10T0022D0 | （鐵槽型托網）9"(150mm)(含以下) 90°彎頭 | 108.76
Y6N10T0022E0 | （鐵槽型托網）9"(150mm)(含以下) 90°彎頭 | 237.29
Y6N10T0022F0 | （鐵槽型托網）9"(150mm)(含以下) 90°彎頭 | 118.64
Y6N10T0022G0 | （鐵槽型托網）9"(150mm)(含以下) 90°彎頭 | 257.05
Y6N10T0022H0 | （鐵槽型托網）9"(150mm)(含以下) 90°彎頭 | 128.53
Y6N10T0023A0 | （鐵槽型托網）12"(300mm) 90°彎頭 | 228.76
Y6N10T0023B0 | （鐵槽型托網）12"(300mm) 90°彎頭 | 114.38
Y6N10T0023C0 | （鐵槽型托網）12"(300mm) 90°彎頭 | 251.63
Y6N10T0023D0 | （鐵槽型托網）12"(300mm) 90°彎頭 | 125.82
Y6N10T0023E0 | （鐵槽型托網）12"(300mm) 90°彎頭 | 274.51
Y6N10T0023F0 | （鐵槽型托網）12"(300mm) 90°彎頭 | 137.26
Y6N10T0023G0 | （鐵槽型托網）12"(300mm) 90°彎頭 | 297.39
Y6N10T0023H0 | （鐵槽型托網）12"(300mm) 90°彎頭 | 148.69
Y6N10T0024A0 | （鐵槽型托網）24"(600mm) 90°彎頭 | 343.31
Y6N10T0024B0 | （鐵槽型托網）24"(600mm) 90°彎頭 | 171.65
Y6N10T0024C0 | （鐵槽型托網）24"(600mm) 90°彎頭 | 377.64
Y6N10T0024D0 | （鐵槽型托網）24"(600mm) 90°彎頭 | 188.82
Y6N10T0024E0 | （鐵槽型托網）24"(600mm) 90°彎頭 | 411.98
Y6N10T0024F0 | （鐵槽型托網）24"(600mm) 90°彎頭 | 205.99
Y6N10T0024G0 | （鐵槽型托網）24"(600mm) 90°彎頭 | 446.3
Y6N10T0024H0 | （鐵槽型托網）24"(600mm) 90°彎頭 | 223.16
Y6N10T0025A0 | （鐵槽型托網）9"(150mm)(含以下) 水平T彎頭 | 256.71
Y6N10T0025B0 | （鐵槽型托網）9"(150mm)(含以下) 水平T彎頭 | 128.36
Y6N10T0025C0 | （鐵槽型托網）9"(150mm)(含以下) 水平T彎頭 | 282.39
Y6N10T0025D0 | （鐵槽型托網）9"(150mm)(含以下) 水平T彎頭 | 141.2
Y6N10T0025E0 | （鐵槽型托網）9"(150mm)(含以下) 水平T彎頭 | 308.06
Y6N10T0025F0 | （鐵槽型托網）9"(150mm)(含以下) 水平T彎頭 | 154.03
Y6N10T0025G0 | （鐵槽型托網）9"(150mm)(含以下) 水平T彎頭 | 333.74
Y6N10T0025H0 | （鐵槽型托網）9"(150mm)(含以下) 水平T彎頭 | 166.86
Y6N10T0026A0 | （鐵槽型托網）12"(300mm) 水平T彎頭 | 296.95
Y6N10T0026B0 | （鐵槽型托網）12"(300mm) 水平T彎頭 | 148.47
Y6N10T0026C0 | （鐵槽型托網）12"(300mm) 水平T彎頭 | 326.64
Y6N10T0026D0 | （鐵槽型托網）12"(300mm) 水平T彎頭 | 163.32
Y6N10T0026E0 | （鐵槽型托網）12"(300mm) 水平T彎頭 | 356.33
Y6N10T0026F0 | （鐵槽型托網）12"(300mm) 水平T彎頭 | 178.17
Y6N10T0026G0 | （鐵槽型托網）12"(300mm) 水平T彎頭 | 386.03
Y6N10T0026H0 | （鐵槽型托網）12"(300mm) 水平T彎頭 | 193.01
Y6N10T0027A0 | （鐵槽型托網）24"(600mm) 水平T彎頭 | 444.22
Y6N10T0027B0 | （鐵槽型托網）24"(600mm) 水平T彎頭 | 222.12
Y6N10T0027C0 | （鐵槽型托網）24"(600mm) 水平T彎頭 | 488.65
Y6N10T0027D0 | （鐵槽型托網）24"(600mm) 水平T彎頭 | 244.32
Y6N10T0027E0 | （鐵槽型托網）24"(600mm) 水平T彎頭 | 533.08
Y6N10T0027F0 | （鐵槽型托網）24"(600mm) 水平T彎頭 | 266.53
Y6N10T0027G0 | （鐵槽型托網）24"(600mm) 水平T彎頭 | 577.49
Y6N10T0027H0 | （鐵槽型托網）24"(600mm) 水平T彎頭 | 288.75
Y6N10T0028A0 | （鐵槽型托網）9"(150mm)(含以下) 水平+彎頭 | 334.45
Y6N10T0028B0 | （鐵槽型托網）9"(150mm)(含以下) 水平+彎頭 | 167.22
Y6N10T0028C0 | （鐵槽型托網）9"(150mm)(含以下) 水平+彎頭 | 367.89
Y6N10T0028D0 | （鐵槽型托網）9"(150mm)(含以下) 水平+彎頭 | 183.94
Y6N10T0028E0 | （鐵槽型托網）9"(150mm)(含以下) 水平+彎頭 | 401.34
Y6N10T0028F0 | （鐵槽型托網）9"(150mm)(含以下) 水平+彎頭 | 200.67
Y6N10T0028G0 | （鐵槽型托網）9"(150mm)(含以下) 水平+彎頭 | 434.79
Y6N10T0028H0 | （鐵槽型托網）9"(150mm)(含以下) 水平+彎頭 | 217.39
Y6N10T0029A0 | （鐵槽型托網）12"(300mm) 水平+彎頭 | 386.95
Y6N10T0029B0 | （鐵槽型托網）12"(300mm) 水平+彎頭 | 193.47
Y6N10T0029C0 | （鐵槽型托網）12"(300mm) 水平+彎頭 | 425.65
Y6N10T0029D0 | （鐵槽型托網）12"(300mm) 水平+彎頭 | 212.82
Y6N10T0029E0 | （鐵槽型托網）12"(300mm) 水平+彎頭 | 464.34
Y6N10T0029F0 | （鐵槽型托網）12"(300mm) 水平+彎頭 | 232.17
Y6N10T0029G0 | （鐵槽型托網）12"(300mm) 水平+彎頭 | 503.04
Y6N10T0029H0 | （鐵槽型托網）12"(300mm) 水平+彎頭 | 251.51
Y6N10T0030A0 | （鐵槽型托網）24"(600mm) 水平+彎頭 | 580.25
Y6N10T0030B0 | （鐵槽型托網）24"(600mm) 水平+彎頭 | 290.13
Y6N10T0030C0 | （鐵槽型托網）24"(600mm) 水平+彎頭 | 638.28
Y6N10T0030D0 | （鐵槽型托網）24"(600mm) 水平+彎頭 | 319.14
Y6N10T0030E0 | （鐵槽型托網）24"(600mm) 水平+彎頭 | 696.31
Y6N10T0030F0 | （鐵槽型托網）24"(600mm) 水平+彎頭 | 348.15
Y6N10T0030G0 | （鐵槽型托網）24"(600mm) 水平+彎頭 | 754.33
Y6N10T0030H0 | （鐵槽型托網）24"(600mm) 水平+彎頭 | 377.16
Y6N10T0031A0 | （鐵槽型托網）水平活動彎頭 | 228.76
Y6N10T0031B0 | （鐵槽型托網）水平活動彎頭 | 114.38
Y6N10T0031C0 | （鐵槽型托網）水平活動彎頭 | 251.63
Y6N10T0031D0 | （鐵槽型托網）水平活動彎頭 | 125.82
Y6N10T0031E0 | （鐵槽型托網）水平活動彎頭 | 274.51
Y6N10T0031F0 | （鐵槽型托網）水平活動彎頭 | 137.26
Y6N10T0031G0 | （鐵槽型托網）水平活動彎頭 | 297.39
Y6N10T0031H0 | （鐵槽型托網）水平活動彎頭 | 148.69
Y6N10T0032A0 | （鐵槽型托網）垂直活動彎頭 | 228.76
Y6N10T0032B0 | （鐵槽型托網）垂直活動彎頭 | 114.38
Y6N10T0032C0 | （鐵槽型托網）垂直活動彎頭 | 251.63
Y6N10T0032D0 | （鐵槽型托網）垂直活動彎頭 | 125.82
Y6N10T0032E0 | （鐵槽型托網）垂直活動彎頭 | 274.51
Y6N10T0032F0 | （鐵槽型托網）垂直活動彎頭 | 137.26
Y6N10T0032G0 | （鐵槽型托網）垂直活動彎頭 | 297.39
Y6N10T0032H0 | （鐵槽型托網）垂直活動彎頭 | 148.69
Y6N10T0033A0 | CABLE TRAY 隔板安裝 | 61.36
Y6N10T0033B0 | CABLE TRAY 隔板安裝 | 30.69
Y6N10T0033C0 | CABLE TRAY 隔板安裝 | 67.5
Y6N10T0033D0 | CABLE TRAY 隔板安裝 | 33.76
Y6N10T0033E0 | CABLE TRAY 隔板安裝 | 73.64
Y6N10T0033F0 | CABLE TRAY 隔板安裝 | 36.82
Y6N10T0033G0 | CABLE TRAY 隔板安裝 | 79.77
Y6N10T0033H0 | CABLE TRAY 隔板安裝 | 39.89
Y6N10T1001A0 | PVC壓條 | 86.93
Y6N10T1001B0 | PVC壓條 | 43.47
Y6N10T1001C0 | PVC壓條 | 95.63
Y6N10T1001D0 | PVC壓條 | 47.82
Y6N10T1001E0 | PVC壓條 | 104.32
Y6N10T1001F0 | PVC壓條 | 52.16
Y6N10T1001G0 | PVC壓條 | 113.02
Y6N10T1001H0 | PVC壓條 | 56.5
Y6N10T1002A0 | PVC線槽 (各種類) | 102.28
Y6N10T1002B0 | PVC線槽 (各種類) | 51.13
Y6N10T1002C0 | PVC線槽 (各種類) | 112.51
Y6N10T1002D0 | PVC線槽 (各種類) | 56.25
Y6N10T1002E0 | PVC線槽 (各種類) | 122.74
Y6N10T1002F0 | PVC線槽 (各種類) | 61.36
Y6N10T1002G0 | PVC線槽 (各種類) | 132.96
Y6N10T1002H0 | PVC線槽 (各種類) | 66.48
Y6N10Z0010A0 | 安全圍籬(1m2~3m2) | 40.23
Y6N10Z1001A0 | 油壓吊桿車15(含)噸以下 | 1254.04
Y6N10Z1002A0 | 油壓吊桿車15噸以上 | 1504.85
Y6N10Z1003A0 | 油壓全吊25噸 | 1609.21
Y6N10Z1004A0 | 油壓全吊45噸 | 1776.49
Y6N10Z1005A0 | 油壓全吊60噸 | 3176.75
Y6N10Z1006A0 | 油壓全吊80噸 | 4765.34
Y6N10Z1007A0 | 油壓全吊120噸 | 6019.38
Y6N10Z1008A0 | 油壓全吊160噸 | 10659.32
Y6N10Z1009A0 | 油壓全吊200噸 | 15256.76
Y6N10Z1010A0 | 油壓全吊201~300噸 | 18810.57
Y6N10Z1011A0 | 油壓全吊400噸 | 31163.47
Y6N10Z1012A0 | 油壓全吊500噸 | 44099.64
Y6N10Z1013A0 | 托板車 | 1922.72
Y6N10Z1014A0 | 堆高機3T | 1254.04
Y6N10Z1015A0 | 堆高機4T | 1379.44
Y6N10Z1016A0 | 堆高機5T | 1504.85
Y6N10Z1017A0 | 堆高機6T | 1655.25
Y6N10Z1018A0 | 堆高機10T | 1901.88
Y6N10Z1019A0 | 堆高機10.1T以上 | 2006.46
Y6N10Z1020A0 | 挖土機 | 2006.46
Y6N10Z1021A0 | 水肥車 | 1881.06
Y6N10Z1037A0 | 堆高機運費(單趟車次) | 5199.17
Y6N10Z1039A0 | 水肥車 | 9332.37
Y6N10Z2008A0 | 天車桁架內之純鋪板(高度10M(含)以下) | 620.49
Y6N10Z2008C0 | 天車桁架內之純鋪板(高度10M(含)以下) | 682.53
Y6N10Z2008E0 | 天車桁架內之純鋪板(高度10M(含)以下) | 744.58
Y6N10Z2008G0 | 天車桁架內之純鋪板(高度10M(含)以下) | 806.63
Y6N10Z2009A0 | 天車桁架內之純鋪板(高度10M以上) | 777.31
Y6N10Z2009C0 | 天車桁架內之純鋪板(高度10M以上) | 855.04
Y6N10Z2009E0 | 天車桁架內之純鋪板(高度10M以上) | 932.77
Y6N10Z2009G0 | 天車桁架內之純鋪板(高度10M以上) | 1010.51
Y6N10Z2010A0 | 公共管架內之純鋪板(高度10M(含)以下) | 467.07
Y6N10Z2010C0 | 公共管架內之純鋪板(高度10M(含)以下) | 513.78
Y6N10Z2010E0 | 公共管架內之純鋪板(高度10M(含)以下) | 560.48
Y6N10Z2010G0 | 公共管架內之純鋪板(高度10M(含)以下) | 607.19
Y6N10Z2011A0 | 公共管架內之純鋪板(高度10M以上) | 620.49
Y6N10Z2011C0 | 公共管架內之純鋪板(高度10M以上) | 682.53
Y6N10Z2011E0 | 公共管架內之純鋪板(高度10M以上) | 744.58
Y6N10Z2011G0 | 公共管架內之純鋪板(高度10M以上) | 806.63
Y6N10Z4001A0 | 未訂基準工令工作- -電工(一) | 340.92
Y6N10Z4002A0 | 未訂基準工令工作- -搭架工 | 477.29
Y6N10Z4003A0 | 未訂基準工令工作- -電工(二) | 372.76
Y6N10Z4006I0 | 未訂基準工令工作- -電工 (夜間施工一人加班一時) | 112.51
Y6N10Z4007G0 | 儀電搶修趕工(電工) | 576.16
Y6N10Z4007J0 | 儀電搶修趕工(電工) | 664.8
Y6N10Z4007K0 | 儀電搶修趕工(電工) | 886.41
Y6N10Z4008G0 | 儀電搶修趕工(搭架工) | 806.63
Y6N10Z4008J0 | 儀電搶修趕工(搭架工) | 930.72
Y6N10Z4008K0 | 儀電搶修趕工(搭架工) | 1240.96
Y6N10Z4009G0 | 儀電搶修趕工(安全衛生監督人員) | 551.78
Y6N10Z4009J0 | 儀電搶修趕工(安全衛生監督人員) | 636.67
Y6N10Z4009K0 | 儀電搶修趕工(安全衛生監督人員) | 848.9